## Introduction
NHDES-W-03-288
LCRR Service Line Inventory Template
NHDES Drinking Water and Groundwater Bureau
Date last updated: July 14, 2023
40 CFR Part 141 Subpart I
What is the purpose of this template? The purpose of this template is to help water systems comply with the service line inventory requirements of the January 15, 2021 Lead and Copper Rule Revisions (LCRR).
How is the template organized?
The worksheets in this template are color coded: Yellow sheets are instructions and background. Dark blue sheets are templates for systems. See the table below for a description of each worksheet. |  | The cells in this template are also color coded: Gray cells are background or instructions. Light blue cells are fillable cells for systems. Aqua cells are the required fields in the Detailed Inventory worksheet.
Template Organization
Worksheet Type | Worksheet Name | Description
Background | Template Instructions_System | Contains detailed instructions for systems.
| Classifying Service Lines (SLs) | Summarizes requirements for classifying the entire service line when ownership is split (i.e., when the system owns a portion and the customer owns a portion) and provides information on how to assign the sampling Tiers once the service line material is identified.
Templates for Water Systems | PWS Information | For systems to document basic system information.
| Inventory Methods | For systems to document the methods and resources they used to develop and update their inventory.
| Inventory Summary | For systems to provide a summary of their service line inventory, including information on ownership, inventory format, and the number of service lines for each of the four required materials classifications. Systems can enter the totals into this worksheet or automatically generate totals based on information in the Detailed Inventory worksheet.
| Detailed Inventory | Provides a customizable format water systems can use to track materials for each service line in their distribution system. Each row equals one service line connecting the water main to the customer's plumbing. Separate columns track location information, the system-owned portion, the customer-owned portion, other possible sources of lead, information for assigning a tap sample tiering classification, and information for lead service line replacement (LSLR). Systems can customize the worksheet by adding or deleting columns.
| Public Accessibility Doc. | For systems to provide documentation to NHDES on how they met the public accessibility requirements of the LCRR.
References:
NHDES Lead and Copper Website
EPA Revised Lead and Copper Rule
Summary Revisions as of 7/14/2023 Introduction Tab: Added hyperlinks to NHDES and EPA guidance documents and applicable websites. Classifying SLs Tab: Added sampling tier 1-5 definitions. Detailed Inventory Tab: Added "LCRR Sample Tier" column to assign appropriate tier classification to each service line.
Accessibility: If you have trouble accessing this document, please contact Heather Baron for more information. Email: Heather.L.Baron@des.nh.gov Phone: 603-271-5927

## Dropdowns (hidden)
Drop down lists (Internal, DO NOT MODIFY)
Ownership | Basis of materials classification | Field Verification Methods
Select Ownership Type | Previous Materials Evaluation | Customer self-identification
The entire service line is owned by the water system | Installation record (e.g., tap card) | CCTV investigation at curb stop - internal
The entire service line is owned by the customer | Installation date after lead ban | CCTV investigation at curb stop - external
Ownership is split, meaning that the system owns and portion and the customer owns a portion | Service line diameter is > 2 inches | Water quality sampling
Other | Service line repair or replacement record | Mechanical excavation at one location
| Predictive model | Mechanical excavation at multiple locations
| Water sampling only with no records | Visual inspection at the meter pit
| Field inspection only with no records | Other
Other
State review of customer notification of service line material
Select "Yes", "No", or "N/A"
Yes
No
N/A
Sensitive subpopulations
No
Yes - School
Yes - Day Care
Yes - Multifamily Home
Yes - Other

## Template Instructions_Systems
System Template Instructions
Purpose of this worksheet: To provide detailed instructions for each worksheet for systems that elect to use this template.
Getting Started
1. Save a copy of this workbook to your hard drive or network drive. Add your system PWSID or other system identifier to the file name (e.g. Inventory Template_PWS1234567) and indicating in the file name if this is the "initial" inventory or an updated version with the month and year "updateJune2024," "updateOctober2025," etc.
2. Complete the PWS Information, Inventory Methods, Inventory Summary, and Public Accessibility Documentation worksheets by following the instructions below.
3. The Detailed Inventory worksheet is REQUIRED to be used when completing a service line inventory. This worksheet will assist you in organizing all relevant information on the service line materials and classification. Follow the instructions below.
4. When you have completed all relevant worksheets, submit this file to NHDES. Note that NHDES may require you to submit your inventory of each service line in your distribution system.
PWS Information Worksheet
Purpose: For water systems to document basic system information.
Directions: Include information about your facility, mailing address, system startup date, system owner, system operator, contact person, and person who prepared the inventory by completing the light blue cells. For the question regarding your public water system (PWS) type, check the appropriate box (CWS for community water system or NTNCWS for non-transient non-community water system). For the question "Does your system use corrosion control treatment," click the light blue cell to use the dropdown menu. For the question "If you are a CWS, do multi-family residence comprise at least 20% of the structures you serve," click the light blue cell to use the dropdown menu.
Inventory Methods Worksheet
Purpose: For systems to provide a summary of their service line inventory, including information on ownership, format, and the number of service lines for each of the four required materials classifications.
Directions: Enter Date Last Updated in row 5 of the worksheet. You do not need to complete the information for PWS name and PWSID in rows 3 and 4, respectively. They will autofill from the information provided in the PWS Information worksheet.
Part 1: Historical Records Review. Describe the records you reviewed for your inventory and the level of confidence in these records (low, medium, high) for each of the five types of records that must be reviewed under the LCRR. Document other records that you reviewed in section 6. Refer to the examples provided in Column B and EPA’s 2022 Inventory Guidance for assistance.
Part 2: Identifying Service Line Material During Normal Operation. • Question 1: Check each box that indicates during which normal operating activity(ies) your water system collects service line material information. If you check "other," explain in the space below the question. • Question 2: Use the dropdown menu to indicate if you developed or revised your standard operating procedures. If "yes," include a description in the space below the question.
Part 3: Service Line investigations. • Question 1: Check each box that indicates the investigative methods used to prepare your inventory. If you check "other," please explain in the space below the question. • Questions 2 and 3: Enter your response to each question in the space below each question.
Inventory Summary Worksheet
Purpose: For systems to provide a summary of their service line inventory, including information on ownership, format, and the number of service lines for each of the four required materials classifications.
Directions: Enter Date Last Updated in row 5 of the worksheet. You do not need to complete the information for PWS name and PWSID in rows 3 and 4, respectively. They will autofill from the information provided in the PWS Information worksheet.
Part 1: General Information. • Question 1: Use the dropdown menu to indicate if this is an initial inventory or inventory update. • Question 2a: Use the dropdown menu to indicate who owns the service line. If other, describe in the space below the question. • Question 2b: Include reference to any documentation that defines service line ownership in the system, such as a local ordinance, and if applicable, where ownership is split (e.g., property line, curb stop). • Question 3a: Describe when the lead service lines were generally installed in your system. • Question 3b: Describe when lead service lines were banned in your system including a reference to the state or local ordinance that banned their use. • Question 4: Use the dropdown menu to indicate if you have any lead connectors in your system. For example, a lead gooseneck or pigtail that connects the service line to the water main. If you are unsure, select "Don't Know." • Question 5: Provide your overall level of confidence in the inventory (i.e., "Low," "Medium," or "High"). Please explain your rationale in the space below the question.
Part 2: Inventory Summary Table. This summary table is for classifying and reporting material for the entire service line connecting the water main to the customer's plumbing. In the Detailed Inventory worksheet the classifications you select in the column "Entire Service Line Material Classification" (Column AB) will be used to calculate the total number of service lines for each of the four material classifications in Table 1 of the Inventory Summary worksheet. Note that the calculation starts on row 13 of the Detailed Inventory worksheet. Rows 13 through 20 are provided as examples, so in order for the Inventory Summary counts to reflect your inventory, the examples will need to be deleted. Alternatively, you may retain the examples and subtract them from the total counts of each service line material category, or you may revise the formulas to begin at Row 21. Refer to the definitions provided in Table 2 of the Inventory Summary tab for additional guidance on assigning a materials classification to the entire service line when ownership is split between the water system and customer. Note that: • Systems must track the system-owned and customer-owned portions separately in their inventory. • A lead-lined galvanized service line is consistent with the definition of a lead service line under the LCRR (“a portion of pipe that is made of lead, which connects the water main to the building inlet”) (40 CFR §141.2) and must therefore be classified in the inventory as a lead service line. Do NOT, however, count non-lead service lines with only a lead gooseneck or pigtail as lead service lines unless required by NHDES. • EPA encourages water systems to identify other sources of lead such as goosenecks, pigtails, lead solder, or other fittings and equipment that contain lead as they are encountered or where records exist and to include this information in their inventories.
Detailed Inventory Worksheet
Purpose: To provide a customizable format water systems can use to track materials for each service line in their distribution system.
General Instructions: Each row in this worksheet represents one service line connecting the water main to the customer's plumbing. The worksheet is organized into eight sections: • Location Information • System-Owned Portion • Customer-Owned Portion • Entire Service Line Material Classification • Other Potential Sources of Lead • Additional Information to Assign Tap Monitoring Tiering • Lead Service Line Replacement (LSLR) • Inventory Updates Columns with aqua shading are required under LCRR: All other columns with navy blue shading are options for systems to consider. Water systems can customize this worksheet by adding or deleting columns. As explained in more detail below, you will either select your response from a dropdown menu or directly enter your information. Eight examples with a range of available data are provided for reference.
Location Information • Column B – PWS ID: Enter your 7-digit Public Water System (PWS) identification number. • Column C – Unique Service Line ID: Assign a unique ID to each row that represents one service line. You can number each row starting with the number 1 and ending with the number that equals the number of service lines included in your inventory. • Column D – Street Address through Column G – Other Location Identifier: Enter a house number in Column D, enter a street name, with no abbreviations, in Column E. Enter a city or town in Column F. In Column G, please add any other location identifier, e.g., Intersection of Test and Elm Street. Note that LCRR requires the publicly accessible inventory to include a location identifier for each lead and galvanized requiring replacement service line. EPA recommends that systems consider using addresses as their location identifier and to also include this information for non-lead and unknown service lines. • Column H – Sensitive Population: Indicate if the location serves a sensitive population using the dropdown menu. If you select, “Yes – Other,” provide additional information in Column R - Notes.
System-Owned Portion Complete the information in Columns I-R if either: (1) the system owns the entire service line; or (2) ownership is split, where the system owns a portion, and the customer owns a portion. • Column I– System-Owned Service Line Material Classification: Use the dropdown menu to select the recommended material subclassifications for the system-owned portion. If you select "Non-lead - Other," provide additional information in Column R - Notes. • Column J – If Non-Lead, Was Material Ever Previously Lead?: Use the dropdown menu to select "Yes," "No," or "Don’t know." This information is important for determining if a downstream/customer-owned galvanized service line requires replacement. • Column K – Material Classification: Use the drop-down menu to select the material of the system-owned portion. If you select “Unknown” provide additional details in Column R – Notes. • Column L – Service Line Installation Date: Enter the estimated year when the service line was installed or replaced. • Column M – Service Line Size: Enter the diameter in inches using the dropdown menu. This information may be useful as a screening method to help identify if a service line is lead. Most lead service lines are 2 inches or less in diameter. If you select "Other" provide additional details in Column R - Notes. • Column N – Basis of Material Classification: Use the drop-down menu to select the method used for materials classification. If the method you used is not one of the options, select “Other” and describe the basis for materials classification in Column R – Notes. • Column O – Was the Service Line Material Field Verified: Select "Yes" or "No" from the dropdown menu. • Column P– Describe the Field Verification Method and Column Q – Enter the Date of the Field Verification: If you selected "Yes" in Column O, use the drop-down menu to select the method used for field verification. If the method you used is not one of the options, select “Other” and describe the field verification in Column R – Notes. In Column Q, enter approximate date of field verification or date that the record was updated (MM/DD/YYYY). • Column R – Notes: Use this column to provide any additional information, such as additional details about the basis of material classification, additional information on the field verification method, or documentation of previous materials classification.
Customer-Owned Portion • Complete the information in Columns S-AA if either: (1) the customer owns the entire service line; or (2) ownership is split, where the system owns a portion and the customer owns a portion. See the instructions above for the system-owned portion.
Entire Service Line Material Classification • Column AB – Entire Service Line Classification: This column will auto-populate based on your answers selected in Column I (system-owned portion) and in Column S (customer-owned portion). Refer to the examples in Classifying SLs worksheet for guidance on how to classify the material for the entire service line when ownership is split. The Inventory Summary sheet will auto-calculate the total service lines in each of the four categories based on your entries in this column.
Other Potential Sources of Lead • Column AC – Is there a Lead Connector?: Use the dropdown menu to indicate if there is a lead connector. For example, a lead gooseneck or pigtail used to connect the water main to the service line. • Column AD – Is there Lead Solder in the Service Line?: Use the dropdown menu to indicate if there is lead solder in the service line. • Column AE – Describe Other Fittings and Equipment Connected to the Service Line that Contain Lead: Include any other lead-containing fittings and equipment that are connected to the service line, such as backflow preventers and/or meters.
Additional Information to Assign Tap Monitoring Tiering Columns AF through AJ are for documenting additional information that is helpful in assigning a tap sample tiering classification as follows: • Column AF – Building Type Connected to the Service Line: Use the dropdown menu to indicate if the building type connected to the service line is single family, multiple family residence, building or other. • Column AG – Point-of-Entry or Point-of-Use Treatment Present: Use the dropdown menu to indicate if the home or building connected to the service line has a point-of-entry or point-of-use device. • Column AH– Does the Interior Building Plumbing Contain Copper Pipes with Lead Solder Installed Before New Hampshire Adopted the Federal Lead Ban in 1987?: Use the dropdown menu to indicate if lead solder pre-dates when New Hampshire adopted the federal lead ban in 1987. • Column AI – Current LCR Sampling Site: Use the dropdown menu to indicate if you have identified this location as a sampling site for lead and copper tap sampling currently or in the past. • Column AJ – Assigned LCRR Sample Tier: Use the dropdown menu to select a tier for the service line. Select from Tiers 1-5. For definitions of the tiers, please see Table 3 in the Classifying SLs tab.
Lead Service Line Replacement (LSLR) • Column AK – Date of System-owned LSLR: Indicate the date the system-owned portion of the lead service line was replaced, if applicable. • Column AL – Date of Customer-owned LSLR: Indicate the date the customer-owned portion of the lead service line was replaced, if applicable.
Inventory Updates • Column AM– Date of Inventory Updates: Indicate the date (MM/YYYY) when each service line has been updated with new information. This will assist with the required updates due at the end of each Lead and Copper sampling period.
Public Accessibility Doc. Worksheet
Purpose: For systems to provide documentation to NHDES on how they met the public accessibility requirements of the LCRR.
Directions: Enter Date Last Updated in row 5 of the worksheet. You do not need to complete the information for PWS name and PWSID in rows 3 and 4, respectively. They will autofill from the information provided in the PWS Information worksheet. • Question 1: Check each box that indicates the location identifiers that you use for your service line inventory. If you check "Other," please explain in the space below the question. • Question 2: Use the dropdown menu to indicate if every service line has a location identifier. If "no," explain in the space below the question. Remember that the LCRR requires systems to use a location identifier for service lines that are lead and galvanized requiring replacement. • Question 3: Check each box that indicates how you are making your inventory publicly accessible. If you check "Other," please explain in the space below the question. Note that the LCRR requires all systems that serve more than 50,000 people to provide the inventory online.

## Classifying SLs
Classifying the Entire Service Line When Ownership Is Split
Purpose of this worksheet: To summarize EPA's requirements for classifying the entire service line when ownership is split.
Introduction
In many cases, service line ownership is split meaning that the system owns a portion and the customer owns a portion of the service line. Exhibit 1 below is a diagram of the division in service line ownership between the water system and customer. While the LCRR requires the inventory to categorize each service line or portions of the service line where ownership is split, a single classification per service line is also needed to support various LCRR requirements, such as lead service line replacement (LSLR), tap sampling, and risk mitigation. Based off the material of the entire service line, a sampling Tier must be assigned for monitoring lead and copper in drinking water. Table 1 below indicates how to classify the material for the entire service line when ownership is split between the water system and customer. This table is meant to be used as an example of possible material classification for the entire service line when the ownership is split between the system and the customer. Table 2 below indicates the definitions of the service line classifications. For more information, see EPA's Guidance for Developing and Maintaining a Service Line Inventory (2022). Table 3 below indicates the definitions of the EPA's current Tier classifications (Tiers 1 through 5). A sampling Tier must be assigned for future monitoring of lead and copper. The Tier will determine the sample site and monitoring frequency for future sampling.
Exhibit 1. Example of Service Line Ownership Distinction between the Water System and Customer
Source: Exhibit 2-2 of Guidance for Developing and Maintaining a Lead Service Line Inventory (USEPA, 2022).
Table 1: Examples of Possible Classification of Entire Service Line When Ownership is Split
System-Owned Portion | Customer-Owned Portion | Classification for Entire Service Line
Lead | Lead | Lead
Lead | Galvanized Requiring Replacement | Lead
Lead | Non-Lead - Plastic | Lead
Lead | Unknown-Material Unknown | Lead
Non-Lead-Plastic | Lead | Lead
Non-Lead and never previously lead | Galvanized | Non-Lead
Non-Lead-Copper | Non-Lead - Other | Non-Lead
Non-Lead- Other | Unknown-Material Unknown | Unknown
Non-Lead, but system is unable to demonstrate it was not previously Lead | Galvanized Requiring Replacement | Galvanized Requiring Replacement
Unknown-Material Unknown | Lead | Lead
Unknown-Likely Lead | Galvanized Requiring Replacement | Galvanized Requiring Replacement
Unknown-Material Unknown | Non-Lead-Copper | Unknown
Unknown-Material Unknown | Unknown-Material Unknown | Unknown
Source: Exhibit 2-3 of Guidance for Developing and Maintaining a Service Line Inventory (USEPA, 2022).
Table 2: Material Classification Definitions
Lead | Any confirmed lead pipe.
Galvanized Requiring Replacement (GRR) | Galvanized pipe that is currently or was ever previously downstream of a lead component or a flexible connector of an unknown material.
Galvanized | Galvanized pipe with no confirmed lead components upstream (existing or previous).
Brass | Pipe that is confirmed as brass.
Non-Lead Plastic | Any non-lead pipe that is plastic. Including but not limited to, PVC, Polyethelene, High Density Polyethylene (HDPE) etc.
Non-Lead Copper | Pipe that is confirmed as copper.
Non-Lead Other | Pipe that is confirmed to not be lead but is not plastic or copper. Examples include: asbestos cement, cement lined cast iron etc. Please specify details in the "Notes" column.
Unknown-Likely Lead | Unconfirmed pipe material, but based on other factors like date of pipe installation or building construction, the line is likely lead.
Unknown-Unlikely Lead | Unconfirmed pipe material, but based on other factors like date of pipe installation or building construction, the line is unlikely lead.
Unknown-Material Unknown | Unconfirmed pipe material.
Table 3: Tier Definitions for Sample Site Locations
Tier 1 | Community Systems: Single-family structures that are served by a lead service line. Multiple-family residences that comprise at least 20% of the structures served by the water system, if served by a lead service line. Non-Transient Non-Community Systems: Sites that are served by a lead service line.
Tier 2 | Community Systems: Buildings, including multiple-family residences, that are served by a lead service line.
Tier 3 | Community Systems: Single-family structures that contain galvanized (GRR) lines identified as being downstream of a lead service line (LSL) currently or in the past, or known to be downstream of a lead gooseneck, pigtail or connector. Non-Transient Non-Community Systems: Sample sites that contain galvanized (GRR) lines identified as being downstream of an LSL currently or in the past, or known to be downstream of a lead gooseneck, pigtail, or connector.
Tier 4 | Community Systems: Single-family structures that contain copper pipes with lead solder installed before the effective date of New Hampshire's applicable lead ban in 1987.
Tier 5 | Community Systems: Single-family structures or buildings, including multiple family residences, that are representative of sites throughout the distribution system. A representative site is a site in which the plumbing materials used at that site would be commonly found at other sites served by the water system. Water systems may use non-residential buildings that are representative of sites throughout the distribution system if and only if there are an insufficient number of single-family or multiple family residential Tier 5 sites available. Non-Transient Non-Community Systems: Sampling sites that are representative of sites throughout the distribution system. A representative site is a site in which the plumbing materials used at that site would be commonly found at other sites served by the water system.
Unknown Service Lines | Unknown Service Lines cannot be assigned a sampling Tier. Select "Unknown" from the dropdown in Column AJ in the Detailed Inventory tab.

## PWS Information
PWS Information
Purpose of this worksheet: For water systems to document basic system information.
Facility Information
Water System Name:
Village District of Eidelweiss
PWSID: | Population Served (number of people): | Number of Service Connections: | PWS Type:
1461010 | 1200 | 496 | CWS NTNCWS
System start-up year: (year built)
Does the water system use corrosion control treatment? |  |  | Yes
If you are a CWS, do multi-family residences comprise at least 20% of the structures you serve? |  |  | No
Mailing Address
Street or P.O. Box:
1680 Conway Rd
City or Town: |  | State: | ZIP Code:
Madison |  | NH | 3849
System Owner
Name: |  | Title:
Mark Graffam |  | System Owner
Telephone: |  | Email:
603-367-9022
System Primary Operator
Name: |  | Title and Company:
Ian Hayes |  | Primary Operator
Telephone: |  | Email:
603-730-5297
System Primary Contact (if different than Owner/Operator)
Name: |  | Title/Affiliation:
Holly MacDonald |  | Owner's Representatitve
Telephone: |  | Email:
860-841-4826
Person Who Prepared Inventory (if different from above)
Name: |  | Title/Affiliation:
Michelle MacDonald |  | Engineer, Arcadis
Telephone: |  | Email:
781-213-4932 |  | LSLIhelp@arcadis.com

## Inventory Methods
Inventory Methodology
PWS Name: Village District of Eidelweiss
PWSID: 1461010
Enter Date Last Updated: | 2024-06-07
Purpose of this worksheet: For water systems to document the methods and resources they used to develop and update their inventory.
Part 1: Historical Records Review
Type of Record | Describe the Records Reviewed for Your Inventory and Indicate Your Level of Confidence (e.g. Low, Medium, or High)
1. Previous Materials Evaluation Example: Locations of Tier 1 lead tap sampling locations that are served by a lead service line. | None
2. Construction Records and Plumbing Codes Examples: Local ordinance adopting an international plumbing code. Permits for replacing lead service lines. | None
3. Water System Records Examples: Capital improvement plans. Standard operating procedures. Engineering standards. | None
4. Distribution System Inspections and Records Examples: Distribution system maps. Tap cards. Service line repair/replacement records. Inspection records. Meter installation records. | None
5. Additional Records Required by NHDES | E911 Addressed - Low Confidence. Sample Sites from One Stop - Medium Confidence.
6. Other Records | None.
Part 2: Identifying Service Line Material During Normal Operations
1. During which normal operating activities are you collecting information on service line material? Check all that apply.
Water meter reading | Water main repair or replacement
Water meter repair or replacement | Backflow prevention device inspection
Service line repair or replacement | Other
If "Other", please explain:
2. Did you develop or revise standard operating procedures to collect service line material information during normal operation? |  | No
If "Yes", please describe:
Part 3: Service Line Investigations
1. Identify the service line investigation methods your system used to prepare the inventory (check all that apply). If a water system chooses an investigation method not specified by the state under 40 CFR §141.84(a)(3)(iv), state approval is required. Note that investigations are not required by the LCRR but can be used by systems to assess accuracy of historical records and gather information when service line material is unknown.
Visual Inspection at the Meter Pit | Water Quality Sampling - Other
Customer Self-Identification | Mechanical Excavation
CCTV Inspection at Curb Box - External | Vacuum Excavation
CCTV Inspection at Curb Box - Internal | Predictive Modeling
Water Quality Sampling - Targeted | Other
Water Quality Sampling - Flushed
Water Quality Sampling - Sequential
If "Other", please explain:
N/A
2. If "Predictive Modeling", please briefly describe the model and inputs used:
N/A
3. How did you prioritize locations for service line materials investigations? For example, did you consider environmental justice and/or sensitive populations, did you use predictive modeling, and/or did you target areas with high number of unknowns?
N/A

## Inventory Summary
Inventory Summary
PWS Name: Village District of Eidelweiss
PWSID: 1461010
Enter Date Last Updated: | 2024-10-01
Purpose of this worksheet: For water systems to provide a summary of their service line inventory, including information on ownership, inventory format, and the number of service lines for each of the four required materials classifications.
Part 1. General Information
1. Is this the Initial Inventory or an Inventory Update? |  | Initial Inventory
2a. Who owns the service lines in your system? If other, please explain below. |  | Ownership is split: meaning the system owns a portion and the customer owns a portion
Unknown ownership
2b. Is there documentation that defines service line ownership in your system, such as a local ordinance? If yes, please describe below and explain where ownership is split (e.g., property line, curb stop). |  | No
3a. Describe when lead service lines were generally installed in your system.
N/A
3b. When were lead service lines banned in your system? Reference the state or local ordinance that banned the use of lead in your system.
NH State Ban
4. Do you have lead goosenecks, pigtails or connectors in your system? |  | Don't Know
5. What is your overall level of confidence in the inventory (i.e., "Low," "Medium," or "High.") Please explain your rationale below.
Low. No records or information received from system.
Part 2. Inventory Summary Table 1
This table will auto-populate. In the Detailed Inventory worksheet, the classifications given to you in the Column "Entire Service Line Material Classification" (Column AB) will be used to calculate the total number of service lines for each of the four material classifications below.
Service Line Material Classification | Definition |  | Total Number of Service Lines (REQUIRED to be reported under the LCRR)
Lead | Any portion of the service line is known to be made of lead.2 |  | 0
Galvanized Requiring Replacement (GRR) | The service line is not made of lead, but a portion is galvanized and the system is unable to demonstrate that the galvanized line was never downstream of a lead service line. |  | 0
Non-Lead | All portions of the service line are known NOT to be lead or GRR through an evidence-based record, method, or technique. |  | 0
Lead Status Unknown | The service line material is not known to be lead or GRR. For the entire service line or a portion of it (in cases of split ownership), there is not enough evidence to support material classification. |  | 496
TOTAL |  |  | 496
Notes
1 This summary table is for reporting material for the entire service line connecting the water main to the customer's plumbing. See the Classifying SLs worksheet for additional guidance on assigning a materials classification to the entire service line when ownership is split. Remember that systems must track the system-owned and customer-owned portions separately in their inventory.
2 A lead-lined galvanized service line is consistent with the definition of an LSL under the LCRR (“a portion of pipe that is made of lead, which connects the water main to the building inlet”) (40 CFR §141.2) and must therefore be classified in the inventory as an LSL. Do NOT, however, count non-lead service lines with a lead gooseneck or pigtail as lead service lines unless required by NHDES.

## Building Conditionals (hidden)
DRAFT | [8 empty] | Form Option For Customer Side | Classification | System-Owned Portion | Was Previously Lead? | Customer-Owned Portion | Classification for Entire Service Line | Single-Owned Portion | Classification for Entire Service Line
| Note to EPA: This is a background sheet to be hidden or deleted | [7 empty] | Lead | Lead | Lead |  | Lead | Lead | Lead | Lead
[9 empty] | Lead-lined galvanized | Lead | Lead |  | Galvanized | Lead | Galvanized | Non-Lead
[9 empty] | Galvanized | Galvanized | Lead |  | Non-Lead | Lead | Non-Lead | Non-Lead
[9 empty] | Non-Lead - Copper | Non-Lead | Lead |  | Material Unknown | Lead | Material Unknown | Lead Status Unknown
[9 empty] | Non-Lead - Plastic | Non-Lead | Galvanized |  | Lead | Lead
[9 empty] | Non-Lead - Other | Non-Lead | Galvanized |  | Galvanized | Non-Lead
[9 empty] | Unknown - Likely Lead | Material Unknown | Galvanized |  | Non-Lead | Non-Lead
[9 empty] | Unknown - Unlikely Lead | Material Unknown | Galvanized |  | Material Unknown | Lead Status Unknown
[9 empty] | Unknown - Material Unknown | Material Unknown | Non-Lead |  | Lead | Lead
[11 empty] | Non-Lead | Y | Galvanized | Galvanized Requiring Replacement
[9 empty] | Form Option For System Side | Classification | Non-Lead | N | Galvanized | Non-Lead
[9 empty] | Lead | Lead | Non-Lead | DN | Galvanized | Galvanized Requiring Replacement
[9 empty] | Lead-lined galvanized | Lead | Non-Lead |  | Non-Lead | Non-Lead
[9 empty] | Galvanized | Galvanized | Non-Lead |  | Material Unknown | Lead Status Unknown
[9 empty] | Non-Lead - Copper | Non-Lead | Material Unknown |  | Lead | Lead
[9 empty] | Non-Lead - Plastic | Non-Lead | Material Unknown |  | Galvanized | Galvanized Requiring Replacement
[9 empty] | Non-Lead - Other | Non-Lead | Material Unknown |  | Non-Lead | Lead Status Unknown
[9 empty] | Unknown - Likely Lead | Material Unknown | Material Unknown |  | Material Unknown | Lead Status Unknown
[9 empty] | Unknown - Unlikely Lead | Material Unknown
| system_owned_portion |  | customer_owned_portion | service_line_classification |  |  |  |  | Unknown - Material Unknown | Material Unknown
| System-Owned Portion | Was Previously Lead? | Customer-Owned Portion | Classification for Entire Service Line |  | IF( | ) AND ( | THEN
| Lead |  | Lead | Lead |  | IF(system_owned_portion=Lead) AND (customer_owned_portion=Lead THEN service_line_classification=Lead | IF(system_owned_portion=Lead) AND (customer_owned_portion=Lead THEN service_line_classification=Lead | IF(system_owned_portion="Lead") AND (customer_owned_portion="Lead" THEN service_line_classification="Lead"
| Lead |  | Galvanized | Lead | ELSE | IF(system_owned_portion=Lead) AND (customer_owned_portion=Galvanized THEN service_line_classification=Lead | ELSEIF(system_owned_portion=Lead) AND (customer_owned_portion=Galvanized THEN service_line_classification=Lead | ELSEIF(system_owned_portion="Lead") AND (customer_owned_portion="Galvanized Requiring Replacement" THEN service_line_classification="Lead"
| Lead |  | Non-Lead | Lead | ELSE | IF(system_owned_portion=Lead) AND (customer_owned_portion=Non-Lead THEN service_line_classification=Lead | ELSEIF(system_owned_portion=Lead) AND (customer_owned_portion=Non-Lead THEN service_line_classification=Lead | ELSEIF(system_owned_portion="Lead") AND (customer_owned_portion="Non-Lead" THEN service_line_classification="Lead"
| Lead |  | Material Unknown | Lead | ELSE | IF(system_owned_portion=Lead) AND (customer_owned_portion=Material Unknown THEN service_line_classification=Lead | ELSEIF(system_owned_portion=Lead) AND (customer_owned_portion=Material Unknown THEN service_line_classification=Lead | ELSEIF(system_owned_portion="Lead") AND (customer_owned_portion=Lead Status Unknown THEN service_line_classification="Lead"
| Galvanized |  | Lead | Lead | ELSE | IF(system_owned_portion=Galvanized) AND (customer_owned_portion=Lead THEN service_line_classification=Lead | ELSEIF(system_owned_portion=Galvanized) AND (customer_owned_portion=Lead THEN service_line_classification=Lead | ELSEIF(system_owned_portion="Galvanized1") AND (customer_owned_portion=Lead THEN service_line_classification="Lead"
| Galvanized |  | Galvanized | Non-Lead | ELSE | IF(system_owned_portion=Galvanized) AND (customer_owned_portion=Galvanized THEN service_line_classification=Non-Lead | ELSEIF(system_owned_portion=Galvanized) AND (customer_owned_portion=Galvanized THEN service_line_classification=Non-Lead | ELSEIF(system_owned_portion="Galvanized1") AND (customer_owned_portion="Galvanized2" THEN service_line_classification="Non-Lead"
| Galvanized |  | Non-Lead | Non-Lead | ELSE | IF(system_owned_portion=Galvanized) AND (customer_owned_portion=Non-Lead THEN service_line_classification=Non-Lead | ELSEIF(system_owned_portion=Galvanized) AND (customer_owned_portion=Non-Lead THEN service_line_classification=Non-Lead | ELSEIF(system_owned_portion="Galvanized1") AND (customer_owned_portion="Non-Lead" THEN service_line_classification="Non-Lead"
| Galvanized |  | Material Unknown | Lead Status Unknown | ELSE | IF(system_owned_portion=Galvanized) AND (customer_owned_portion=Material Unknown THEN service_line_classification=Lead Status Unknown | ELSEIF(system_owned_portion=Galvanized) AND (customer_owned_portion=Material Unknown THEN service_line_classification=Lead Status Unknown | ELSEIF(system_owned_portion="Galvanized1") AND (customer_owned_portion="Lead Status Unknown" THEN service_line_classification="Lead Status Unknown"
| Non-Lead |  | Lead | Lead | ELSE | IF(system_owned_portion=Non-Lead) AND (customer_owned_portion=Lead THEN service_line_classification=Lead | ELSEIF(system_owned_portion=Non-Lead) AND (customer_owned_portion=Lead THEN service_line_classification=Lead | ELSEIF(system_owned_portion="Non-Lead") AND (customer_owned_portion="Lead" THEN service_line_classification="Lead"
| Non-Lead |  | Galvanized | Galvanized Requiring Replacement | ELSE | IF(system_owned_portion=Non-Lead) AND (customer_owned_portion=Galvanized THEN service_line_classification=Galvanized Requiring Replacement | ELSEIF(system_owned_portion=Non-Lead) AND (customer_owned_portion=Galvanized THEN service_line_classification=Galvanized Requiring Replacement | ELSEIF(system_owned_portion="Non-Lead") AND (customer_owned_portion="Galvanized2" THEN service_line_classification="Non-Lead"
| Non-Lead |  | Galvanized | Non-Lead | ELSE | IF(system_owned_portion=Non-Lead) AND (customer_owned_portion=Galvanized THEN service_line_classification=Non-Lead | ELSEIF(system_owned_portion=Non-Lead) AND (customer_owned_portion=Galvanized THEN service_line_classification=Non-Lead | ELSEIF(system_owned_portion="Non-Lead") AND (customer_owned_portion="Non-Lead" THEN service_line_classification="Non-Lead"
| Non-Lead |  | Galvanized | Galvanized Requiring Replacement | ELSE | IF(system_owned_portion=Non-Lead) AND (customer_owned_portion=Galvanized THEN service_line_classification=Galvanized Requiring Replacement | ELSEIF(system_owned_portion=Non-Lead) AND (customer_owned_portion=Galvanized THEN service_line_classification=Galvanized Requiring Replacement | ELSEIF(system_owned_portion="Non-Lead") AND (customer_owned_portion="Lead Status Unknown" THEN service_line_classification="Lead Status Unknown"
| Non-Lead |  | Non-Lead | Non-Lead | ELSE | IF(system_owned_portion=Non-Lead) AND (customer_owned_portion=Non-Lead THEN service_line_classification=Non-Lead | ELSEIF(system_owned_portion=Non-Lead) AND (customer_owned_portion=Non-Lead THEN service_line_classification=Non-Lead | ELSEIF(system_owned_portion="Non-Lead, but system is unable to demonstrate it was not previously Lead") AND (customer_owned_portion="Galvanized Requiring Replacement" THEN service_line_classification="Galvanized Requiring Replacement"
| Non-Lead |  | Material Unknown | Lead Status Unknown | ELSE | IF(system_owned_portion=Non-Lead) AND (customer_owned_portion=Material Unknown THEN service_line_classification=Lead Status Unknown | ELSEIF(system_owned_portion=Non-Lead) AND (customer_owned_portion=Material Unknown THEN service_line_classification=Lead Status Unknown | ELSEIF(system_owned_portion="Lead Status Unknown") AND (customer_owned_portion="Lead" THEN service_line_classification="Lead"
| Material Unknown |  | Lead | Lead | ELSE | IF(system_owned_portion=Material Unknown) AND (customer_owned_portion=Lead THEN service_line_classification=Lead | ELSEIF(system_owned_portion=Material Unknown) AND (customer_owned_portion=Lead THEN service_line_classification=Lead | ELSEIF(system_owned_portion="Lead Status Unknown") AND (customer_owned_portion="Galvanized Requiring Replacement" THEN service_line_classification="Galvanized Requiring Replacement"
| Material Unknown |  | Galvanized | Galvanized Requiring Replacement | ELSE | IF(system_owned_portion=Material Unknown) AND (customer_owned_portion=Galvanized THEN service_line_classification=Galvanized Requiring Replacement | ELSEIF(system_owned_portion=Material Unknown) AND (customer_owned_portion=Galvanized THEN service_line_classification=Galvanized Requiring Replacement | ELSEIF(system_owned_portion="Lead Status Unknown") AND (customer_owned_portion="Non-Lead" THEN service_line_classification="Lead Status Unknown"
| Material Unknown |  | Non-Lead | Lead Status Unknown | ELSE | IF(system_owned_portion=Material Unknown) AND (customer_owned_portion=Non-Lead THEN service_line_classification=Lead Status Unknown | ELSEIF(system_owned_portion=Material Unknown) AND (customer_owned_portion=Non-Lead THEN service_line_classification=Lead Status Unknown | ELSEIF(system_owned_portion="Lead Status Unknown") AND (customer_owned_portion="Lead Status Unknown" THEN service_line_classification="Lead Status Unknown"
| Material Unknown |  | Material Unknown | Lead Status Unknown |  |  | ELSE service_line_classification = "CLASSIFICATION ERROR" | ELSE "CLASSIFICATION ERROR"

## Detailed Inventory
Detailed Inventory
PWS Name: Village District of Eidelweiss
PWSID: 1461010
Purpose of this worksheet: To provide a customizable format water systems can use to track materials for each service line in their distribution system. General Instructions: Each row in this worksheet represents one service line connecting the water main to the customer's plumbing. The worksheet includes required and recommended elements; the columns with the aqua shading are required by the LCRR. Systems can customize by adding or deleting columns. Important notes for each column are in Row 12; also see the Template Instructions worksheet for detailed instructions. Note that users can freeze panes to enable them to see the headings and notes when entering data. The worksheet includes examples in rows 13 - 20 and is formatted for approximately 10,000 entries.
Location Information | [6 empty] | System-Owned Portion | [9 empty] | Customer-Owned Portion | [8 empty] | Entire Service Line Material Classification | Other Potential Sources of Lead |  |  | Additional Information to Assign Tap Monitoring Tiering |  |  |  |  | Lead Service Line Replacement (LSLR) |  | Inventory Updates
PWS ID | Unique Service Line ID | Location Identifier |  |  |  | Sensitive Population? (Yes/No) | System-Owned Portion Service Line Material Classification | If Non-Lead in Column J, Was Material Ever Previously Lead? | Additional Material Classification Details | Service Line Installation Date | Service Line Size | Basis of Material Classification | Was the Service Line Material Field Verified? | If "Yes" Service Line Material Was Field Verified: |  | Notes | Customer-Owned Portion Service Line Material Classification | Additional Material Classification Details | Service Line Installation Date | Service Line Size | Basis of Material Classification | Was the Service Line Material Field Verified? | If "Yes" Service Line Material Was Field Verified: |  | Notes |  | Is there a Lead Connector? | Is there Lead Solder in the Service Line? | Describe Other Fittings and Equipment Connected to the Service Line that Contain Lead | Building Type Connected to Service Line | Point-of-Entry or Point-of-Use Treatment Present? | Does the Interior Building Plumbing Contain Copper Pipes with Lead Solder Installed Before New Hampshire Adopted the Federal Lead Ban in 1987? | Current or Past LCR Sampling Site? | Assigned LCRR Sample Tier | Date of System-owned LSLR | Date of Customer-owned LSLR | Date Service Line Inventory is Updated
|  | House No. | Street Name | City or Town | Other Location Identifier | [8 empty] | Describe the Field Verification Method | Enter the Date of Field Verification | [7 empty] | Describe the Field Verification Method | Enter the Date of Field Verification
Provide the 7-digit PWS ID number for this community. | A Unique ID is recommended for each service line. | Water systems must track addresses of all service lines in their internal inventory. For the publicly accessible version, location identifiers are required for lead and galvanized requiring replacement. If the system does not use addresses for their location identifier, other options could include GPS coordinates, landmark, intersection, block, or other details to specify service line locations. |  |  |  | Select Yes if sensitive subpopulation, e.g., day care, school, multifamily home. If Yes-Other, describe in the Notes field. | Dropdown list includes recommended subclassifications. If "Non-Lead Other", describe in Notes field | Select Yes, No, or Don't know. Important for determining if downstream/ customer-owned galvanized service line requires replacement | Select option from drop down list. | Estimated year when the service line was installed or replaced (YYYY) | Select the diameter in inches from the drop down list. If "Other" describe in the Notes field | Select option from drop down list. If "Other" describe in the Notes field | Select Yes or No | Select option from drop down list. If "Other," describe in the Notes field | Enter approximate date of field verification or date that the record was updated (MM/DD/YYYY) | Can use this field for documenting additional relevant information, including when classification changes. | Dropdown list includes recommended subclassifications. If non-lead other, describe in Notes field. | Select option from drop down list. | Estimated year when the service line was installed or replaced | Select the diameter in inches, from the drop down list. If "Other" describe in the Notes field | Select option from drop down list. If "Other," describe in the Notes field | Select Yes or No | Select option from drop down list. If "Other," describe in the Notes field | Enter approximate date of field verification or date that record was updated | Can use this field for documenting additional relevant information, including when classification changes. | Dropdown list includes four required service line classifications of Lead, Non-lead, Galvanized Requiring Replacement, or Unknown | Select from the dropdown list. For example, lead gooseneck or pigtail where the water main is connected to the service line | Select Yes, No, or Don't Know | For example, backflow preventer or meter containing lead | Note: This information will be helpful for identifying lead tap monitoring locations. |  |  |  | Assign a LCRR Sample Tier 1-5. (see Table 3 in Classifying SLs tab for description) | Enter the date when the System-owned lead service line was replaced (MM/DD/YYYY) | Enter the date when the Customer-owned lead service line was replaced (MM/DD/YYYY) | Enter the month and year the service line inventory is updated (MM/YYYY)
1461010 | 03025A397102AN | 204 | TOWN LINE RD | Conway |  |  | Unknown - Material Unknown | [9 empty] | Unknown - Material Unknown | [8 empty] | Unknown | Don't Know | Don't Know |  |  | Unknown | Unknown |  | Tier 4
1461010 | 03060A001102AA | 4 | ADELBODEN WAY | Madison |  |  | Unknown - Material Unknown | [9 empty] | Unknown - Material Unknown | [8 empty] | Unknown | Don't Know | Don't Know |  |  | Unknown | Unknown | Current | Tier 4
1461010 | 03060A001102AB | 9 | ADELBODEN WAY | Madison |  |  | Unknown - Material Unknown | [9 empty] | Unknown - Material Unknown | [8 empty] | Unknown | Don't Know | Don't Know |  |  | Unknown | Unknown |  | Tier 4
1461010 | 03060A001102AC | 11 | ADELBODEN WAY | Madison |  |  | Unknown - Material Unknown | [9 empty] | Unknown - Material Unknown | [8 empty] | Unknown | Don't Know | Don't Know |  |  | Unknown | Unknown |  | Tier 4
1461010 | 03060A005102AA | 5 | ALPENHOF RD | Madison |  |  | Unknown - Material Unknown | [9 empty] | Unknown - Material Unknown | [8 empty] | Unknown | Don't Know | Don't Know |  |  | Unknown | Unknown |  | Tier 4
1461010 | 03060A005102AB | 3 | ALPENHOF RD | Madison |  |  | Unknown - Material Unknown | [9 empty] | Unknown - Material Unknown | [8 empty] | Unknown | Don't Know | Don't Know |  |  | Unknown | Unknown |  | Tier 4
1461010 | 03060A005102AC | 1 | ALPENHOF RD | Madison |  |  | Unknown - Material Unknown | [9 empty] | Unknown - Material Unknown | [8 empty] | Unknown | Don't Know | Don't Know |  |  | Unknown | Unknown |  | Tier 4
1461010 | 03060A006102AA | 1 | ALTDORF PL | Madison |  |  | Unknown - Material Unknown | [9 empty] | Unknown - Material Unknown | [8 empty] | Unknown | Don't Know | Don't Know |  |  | Unknown | Unknown |  | Tier 4
1461010 | 03060A006102AB | 2 | ALTDORF PL | Madison |  |  | Unknown - Material Unknown | [9 empty] | Unknown - Material Unknown | [8 empty] | Unknown | Don't Know | Don't Know |  |  | Unknown | Unknown |  | Tier 4
1461010 | 03060A006102AC | 3 | ALTDORF PL | Madison |  |  | Unknown - Material Unknown | [9 empty] | Unknown - Material Unknown | [8 empty] | Unknown | Don't Know | Don't Know |  |  | Unknown | Unknown |  | Tier 4
1461010 | 03060A006102AE | 7 | ALTDORF PL | Madison |  |  | Unknown - Material Unknown | [9 empty] | Unknown - Material Unknown | [8 empty] | Unknown | Don't Know | Don't Know |  |  | Unknown | Unknown |  | Tier 4
1461010 | 03060A006102AF | 9 | ALTDORF PL | Madison |  |  | Unknown - Material Unknown | [9 empty] | Unknown - Material Unknown | [8 empty] | Unknown | Don't Know | Don't Know |  |  | Unknown | Unknown |  | Tier 4
1461010 | 03060A007102AA | 3 | APPENVEL WAY | Madison |  |  | Unknown - Material Unknown | [9 empty] | Unknown - Material Unknown | [8 empty] | Unknown | Don't Know | Don't Know |  |  | Unknown | Unknown |  | Tier 4
1461010 | 03060A007102AB | 2 | APPENVEL WAY | Madison |  |  | Unknown - Material Unknown | [9 empty] | Unknown - Material Unknown | [8 empty] | Unknown | Don't Know | Don't Know |  |  | Unknown | Unknown |  | Tier 4
1461010 | 03060A007102AC | 8 | APPENVEL WAY | Madison |  |  | Unknown - Material Unknown | [9 empty] | Unknown - Material Unknown | [8 empty] | Unknown | Don't Know | Don't Know |  |  | Unknown | Unknown |  | Tier 4
1461010 | 03060A007102AD | 9 | APPENVEL WAY | Madison |  |  | Unknown - Material Unknown | [9 empty] | Unknown - Material Unknown | [8 empty] | Unknown | Don't Know | Don't Know |  |  | Unknown | Unknown |  | Tier 4
1461010 | 03060A007102AE | 13 | APPENVEL WAY | Madison |  |  | Unknown - Material Unknown | [9 empty] | Unknown - Material Unknown | [8 empty] | Unknown | Don't Know | Don't Know |  |  | Unknown | Unknown | Current | Tier 4
1461010 | 03060A007102AF | 20 | APPENVEL WAY | Madison |  |  | Unknown - Material Unknown | [9 empty] | Unknown - Material Unknown | [8 empty] | Unknown | Don't Know | Don't Know |  |  | Unknown | Unknown |  | Tier 4
1461010 | 03060A007102AG | 21 | APPENVEL WAY | Madison |  |  | Unknown - Material Unknown | [9 empty] | Unknown - Material Unknown | [8 empty] | Unknown | Don't Know | Don't Know |  |  | Unknown | Unknown |  | Tier 4
1461010 | 03060A007102AH | 22 | APPENVEL WAY | Madison |  |  | Unknown - Material Unknown | [9 empty] | Unknown - Material Unknown | [8 empty] | Unknown | Don't Know | Don't Know |  |  | Unknown | Unknown |  | Tier 4
1461010 | 03060A007102AI | 23 | APPENVEL WAY | Madison |  |  | Unknown - Material Unknown | [9 empty] | Unknown - Material Unknown | [8 empty] | Unknown | Don't Know | Don't Know |  |  | Unknown | Unknown |  | Tier 4
1461010 | 03060A007102AJ | 36 | APPENVEL WAY | Madison |  |  | Unknown - Material Unknown | [9 empty] | Unknown - Material Unknown | [8 empty] | Unknown | Don't Know | Don't Know |  |  | Unknown | Unknown |  | Tier 4
1461010 | 03060A007102AK | 38 | APPENVEL WAY | Madison |  |  | Unknown - Material Unknown | [9 empty] | Unknown - Material Unknown | [8 empty] | Unknown | Don't Know | Don't Know |  |  | Unknown | Unknown |  | Tier 4
1461010 | 03060A007102AL | 44 | APPENVEL WAY | Madison |  |  | Unknown - Material Unknown | [9 empty] | Unknown - Material Unknown | [8 empty] | Unknown | Don't Know | Don't Know |  |  | Unknown | Unknown |  | Tier 4
1461010 | 03060A007102AM | 47 | APPENVEL WAY | Madison |  |  | Unknown - Material Unknown | [9 empty] | Unknown - Material Unknown | [8 empty] | Unknown | Don't Know | Don't Know |  |  | Unknown | Unknown |  | Tier 4
1461010 | 03060A007102AN | 49 | APPENVEL WAY | Madison |  |  | Unknown - Material Unknown | [9 empty] | Unknown - Material Unknown | [8 empty] | Unknown | Don't Know | Don't Know |  |  | Unknown | Unknown |  | Tier 4
1461010 | 03060A007102AO | 59 | APPENVEL WAY | Madison |  |  | Unknown - Material Unknown | [9 empty] | Unknown - Material Unknown | [8 empty] | Unknown | Don't Know | Don't Know |  |  | Unknown | Unknown |  | Tier 4
1461010 | 03060A007102AP | 65 | APPENVEL WAY | Madison |  |  | Unknown - Material Unknown | [9 empty] | Unknown - Material Unknown | [8 empty] | Unknown | Don't Know | Don't Know |  |  | Unknown | Unknown |  | Tier 4
1461010 | 03060A009102AA | 1 | ASPEN DR | Madison |  |  | Unknown - Material Unknown | [9 empty] | Unknown - Material Unknown | [8 empty] | Unknown | Don't Know | Don't Know |  |  | Unknown | Unknown |  | Tier 4
1461010 | 03060A009102AB | 4 | ASPEN DR | Madison |  |  | Unknown - Material Unknown | [9 empty] | Unknown - Material Unknown | [8 empty] | Unknown | Don't Know | Don't Know |  |  | Unknown | Unknown |  | Tier 4
1461010 | 03060A009102AC | 3 | ASPEN DR | Madison |  |  | Unknown - Material Unknown | [9 empty] | Unknown - Material Unknown | [8 empty] | Unknown | Don't Know | Don't Know |  |  | Unknown | Unknown |  | Tier 4
1461010 | 03060A009102AD | 6 | ASPEN DR | Madison |  |  | Unknown - Material Unknown | [9 empty] | Unknown - Material Unknown | [8 empty] | Unknown | Don't Know | Don't Know |  |  | Unknown | Unknown |  | Tier 4
1461010 | 03060A009102AE | 18 | ASPEN DR | Madison |  |  | Unknown - Material Unknown | [9 empty] | Unknown - Material Unknown | [8 empty] | Unknown | Don't Know | Don't Know |  |  | Unknown | Unknown |  | Tier 4
1461010 | 03060A009102AG | 24 | ASPEN DR | Madison |  |  | Unknown - Material Unknown | [9 empty] | Unknown - Material Unknown | [8 empty] | Unknown | Don't Know | Don't Know |  |  | Unknown | Unknown |  | Tier 4
1461010 | 03060A009102AH | 27 | ASPEN DR | Madison |  |  | Unknown - Material Unknown | [9 empty] | Unknown - Material Unknown | [8 empty] | Unknown | Don't Know | Don't Know |  |  | Unknown | Unknown |  | Tier 4
1461010 | 03060A009102AI | 38 | ASPEN DR | Madison |  |  | Unknown - Material Unknown | [9 empty] | Unknown - Material Unknown | [8 empty] | Unknown | Don't Know | Don't Know |  |  | Unknown | Unknown | Current | Tier 4
1461010 | 03060A009102AJ | 45 | ASPEN DR | Madison |  |  | Unknown - Material Unknown | [9 empty] | Unknown - Material Unknown | [8 empty] | Unknown | Don't Know | Don't Know |  |  | Unknown | Unknown |  | Tier 4
1461010 | 03060A009102AK | 43 | ASPEN DR | Madison |  |  | Unknown - Material Unknown | [9 empty] | Unknown - Material Unknown | [8 empty] | Unknown | Don't Know | Don't Know |  |  | Unknown | Unknown |  | Tier 4
1461010 | 03060A009102AL | 46 | ASPEN DR | Madison |  |  | Unknown - Material Unknown | [9 empty] | Unknown - Material Unknown | [8 empty] | Unknown | Don't Know | Don't Know |  |  | Unknown | Unknown |  | Tier 4
1461010 | 03060A009102AM | 47 | ASPEN DR | Madison |  |  | Unknown - Material Unknown | [9 empty] | Unknown - Material Unknown | [8 empty] | Unknown | Don't Know | Don't Know |  |  | Unknown | Unknown |  | Tier 4
1461010 | 03060A012102AA | 4 | BARDEN PL | Madison |  |  | Unknown - Material Unknown | [9 empty] | Unknown - Material Unknown | [8 empty] | Unknown | Don't Know | Don't Know |  |  | Unknown | Unknown |  | Tier 4
1461010 | 03060A012102AB | 8 | BARDEN PL | Madison |  |  | Unknown - Material Unknown | [9 empty] | Unknown - Material Unknown | [8 empty] | Unknown | Don't Know | Don't Know |  |  | Unknown | Unknown |  | Tier 4
1461010 | 03060A012102AC | 9 | BARDEN PL | Madison |  |  | Unknown - Material Unknown | [9 empty] | Unknown - Material Unknown | [8 empty] | Unknown | Don't Know | Don't Know |  |  | Unknown | Unknown |  | Tier 4
1461010 | 03060A012102AD | 12 | BARDEN PL | Madison |  |  | Unknown - Material Unknown | [9 empty] | Unknown - Material Unknown | [8 empty] | Unknown | Don't Know | Don't Know |  |  | Unknown | Unknown |  | Tier 4
1461010 | 03060A012102AE | 14 | BARDEN PL | Madison |  |  | Unknown - Material Unknown | [9 empty] | Unknown - Material Unknown | [8 empty] | Unknown | Don't Know | Don't Know |  |  | Unknown | Unknown |  | Tier 4
1461010 | 03060A015102AA | 7 | BERN DR | Madison |  |  | Unknown - Material Unknown | [9 empty] | Unknown - Material Unknown | [8 empty] | Unknown | Don't Know | Don't Know |  |  | Unknown | Unknown |  | Tier 4
1461010 | 03060A015102AB | 9 | BERN DR | Madison |  |  | Unknown - Material Unknown | [9 empty] | Unknown - Material Unknown | [8 empty] | Unknown | Don't Know | Don't Know |  |  | Unknown | Unknown |  | Tier 4
1461010 | 03060A015102AC | 10 | BERN DR | Madison |  |  | Unknown - Material Unknown | [9 empty] | Unknown - Material Unknown | [8 empty] | Unknown | Don't Know | Don't Know |  |  | Unknown | Unknown |  | Tier 4
1461010 | 03060A015102AD | 22 | BERN DR | Madison |  |  | Unknown - Material Unknown | [9 empty] | Unknown - Material Unknown | [8 empty] | Unknown | Don't Know | Don't Know |  |  | Unknown | Unknown |  | Tier 4
1461010 | 03060A015102AE | 28 | BERN DR | Madison |  |  | Unknown - Material Unknown | [9 empty] | Unknown - Material Unknown | [8 empty] | Unknown | Don't Know | Don't Know |  |  | Unknown | Unknown |  | Tier 4
1461010 | 03060A015102AF | 32 | BERN DR | Madison |  |  | Unknown - Material Unknown | [9 empty] | Unknown - Material Unknown | [8 empty] | Unknown | Don't Know | Don't Know |  |  | Unknown | Unknown |  | Tier 4
1461010 | 03060A015102AG | 36 | BERN DR | Madison |  |  | Unknown - Material Unknown | [9 empty] | Unknown - Material Unknown | [8 empty] | Unknown | Don't Know | Don't Know |  |  | Unknown | Unknown |  | Tier 4
1461010 | 03060A015102AH | 38 | BERN DR | Madison |  |  | Unknown - Material Unknown | [9 empty] | Unknown - Material Unknown | [8 empty] | Unknown | Don't Know | Don't Know |  |  | Unknown | Unknown |  | Tier 4
1461010 | 03060A015102AI | 39 | BERN DR | Madison |  |  | Unknown - Material Unknown | [9 empty] | Unknown - Material Unknown | [8 empty] | Unknown | Don't Know | Don't Know |  |  | Unknown | Unknown |  | Tier 4
1461010 | 03060A015102AJ | 41 | BERN DR | Madison |  |  | Unknown - Material Unknown | [9 empty] | Unknown - Material Unknown | [8 empty] | Unknown | Don't Know | Don't Know |  |  | Unknown | Unknown |  | Tier 4
1461010 | 03060A015102AK | 44 | BERN DR | Madison |  |  | Unknown - Material Unknown | [9 empty] | Unknown - Material Unknown | [8 empty] | Unknown | Don't Know | Don't Know |  |  | Unknown | Unknown |  | Tier 4
1461010 | 03060A015102AL | 46 | BERN DR | Madison |  |  | Unknown - Material Unknown | [9 empty] | Unknown - Material Unknown | [8 empty] | Unknown | Don't Know | Don't Know |  |  | Unknown | Unknown |  | Tier 4
1461010 | 03060A015102AM | 50 | BERN DR | Madison |  |  | Unknown - Material Unknown | [9 empty] | Unknown - Material Unknown | [8 empty] | Unknown | Don't Know | Don't Know |  |  | Unknown | Unknown |  | Tier 4
1461010 | 03060A015102AN | 51 | BERN DR | Madison |  |  | Unknown - Material Unknown | [9 empty] | Unknown - Material Unknown | [8 empty] | Unknown | Don't Know | Don't Know |  |  | Unknown | Unknown |  | Tier 4
1461010 | 03060A015102AO | 56 | BERN DR | Madison |  |  | Unknown - Material Unknown | [9 empty] | Unknown - Material Unknown | [8 empty] | Unknown | Don't Know | Don't Know |  |  | Unknown | Unknown |  | Tier 4
1461010 | 03060A015102AP | 57 | BERN DR | Madison |  |  | Unknown - Material Unknown | [9 empty] | Unknown - Material Unknown | [8 empty] | Unknown | Don't Know | Don't Know |  |  | Unknown | Unknown |  | Tier 4
1461010 | 03060A015102AQ | 60 | BERN DR | Madison |  |  | Unknown - Material Unknown | [9 empty] | Unknown - Material Unknown | [8 empty] | Unknown | Don't Know | Don't Know |  |  | Unknown | Unknown |  | Tier 4
1461010 | 03060A015102AR | 62 | BERN DR | Madison |  |  | Unknown - Material Unknown | [9 empty] | Unknown - Material Unknown | [8 empty] | Unknown | Don't Know | Don't Know |  |  | Unknown | Unknown |  | Tier 4
1461010 | 03060A016102AA | 2 | BIASCA PL | Madison |  |  | Unknown - Material Unknown | [9 empty] | Unknown - Material Unknown | [8 empty] | Unknown | Don't Know | Don't Know |  |  | Unknown | Unknown |  | Tier 4
1461010 | 03060A016102AB | 3 | BIASCA PL | Madison |  |  | Unknown - Material Unknown | [9 empty] | Unknown - Material Unknown | [8 empty] | Unknown | Don't Know | Don't Know |  |  | Unknown | Unknown | Current | Tier 4
1461010 | 03060A016102AC | 4 | BIASCA PL | Madison |  |  | Unknown - Material Unknown | [9 empty] | Unknown - Material Unknown | [8 empty] | Unknown | Don't Know | Don't Know |  |  | Unknown | Unknown |  | Tier 4
1461010 | 03060A018102AA | 15 | BIG LOOP RD | Madison |  |  | Unknown - Material Unknown | [9 empty] | Unknown - Material Unknown | [8 empty] | Unknown | Don't Know | Don't Know |  |  | Unknown | Unknown |  | Tier 4
1461010 | 03060A018102AB | 17 | BIG LOOP RD | Madison |  |  | Unknown - Material Unknown | [9 empty] | Unknown - Material Unknown | [8 empty] | Unknown | Don't Know | Don't Know |  |  | Unknown | Unknown |  | Tier 4
1461010 | 03060A018102AC | 19 | BIG LOOP RD | Madison |  |  | Unknown - Material Unknown | [9 empty] | Unknown - Material Unknown | [8 empty] | Unknown | Don't Know | Don't Know |  |  | Unknown | Unknown |  | Tier 4
1461010 | 03060A023102AA | 8 | BLINDEN DR | Madison |  |  | Unknown - Material Unknown | [9 empty] | Unknown - Material Unknown | [8 empty] | Unknown | Don't Know | Don't Know |  |  | Unknown | Unknown |  | Tier 4
1461010 | 03060A023102AB | 10 | BLINDEN DR | Madison |  |  | Unknown - Material Unknown | [9 empty] | Unknown - Material Unknown | [8 empty] | Unknown | Don't Know | Don't Know |  |  | Unknown | Unknown |  | Tier 4
1461010 | 03060A023102AC | 14 | BLINDEN DR | Madison |  |  | Unknown - Material Unknown | [9 empty] | Unknown - Material Unknown | [8 empty] | Unknown | Don't Know | Don't Know |  |  | Unknown | Unknown |  | Tier 4
1461010 | 03060A023102AD | 18 | BLINDEN DR | Madison |  |  | Unknown - Material Unknown | [9 empty] | Unknown - Material Unknown | [8 empty] | Unknown | Don't Know | Don't Know |  |  | Unknown | Unknown |  | Tier 4
1461010 | 03060A023102AE | 17 | BLINDEN DR | Madison |  |  | Unknown - Material Unknown | [9 empty] | Unknown - Material Unknown | [8 empty] | Unknown | Don't Know | Don't Know |  |  | Unknown | Unknown |  | Tier 4
1461010 | 03060A023102AF | 20 | BLINDEN DR | Madison |  |  | Unknown - Material Unknown | [9 empty] | Unknown - Material Unknown | [8 empty] | Unknown | Don't Know | Don't Know |  |  | Unknown | Unknown |  | Tier 4
1461010 | 03060A023102AG | 19 | BLINDEN DR | Madison |  |  | Unknown - Material Unknown | [9 empty] | Unknown - Material Unknown | [8 empty] | Unknown | Don't Know | Don't Know |  |  | Unknown | Unknown |  | Tier 4
1461010 | 03060A023102AH | 22 | BLINDEN DR | Madison |  |  | Unknown - Material Unknown | [9 empty] | Unknown - Material Unknown | [8 empty] | Unknown | Don't Know | Don't Know |  |  | Unknown | Unknown |  | Tier 4
1461010 | 03060A023102AI | 23 | BLINDEN DR | Madison |  |  | Unknown - Material Unknown | [9 empty] | Unknown - Material Unknown | [8 empty] | Unknown | Don't Know | Don't Know |  |  | Unknown | Unknown |  | Tier 4
1461010 | 03060A023102AJ | 25 | BLINDEN DR | Madison |  |  | Unknown - Material Unknown | [9 empty] | Unknown - Material Unknown | [8 empty] | Unknown | Don't Know | Don't Know |  |  | Unknown | Unknown |  | Tier 4
1461010 | 03060A023102AK | 27 | BLINDEN DR | Madison |  |  | Unknown - Material Unknown | [9 empty] | Unknown - Material Unknown | [8 empty] | Unknown | Don't Know | Don't Know |  |  | Unknown | Unknown |  | Tier 4
1461010 | 03060A027102AA | 234 | BRENNER DR | Madison |  |  | Unknown - Material Unknown | [9 empty] | Unknown - Material Unknown | [8 empty] | Unknown | Don't Know | Don't Know |  |  | Unknown | Unknown |  | Tier 4
1461010 | 03060A027102AB | 233 | BRENNER DR | Madison |  |  | Unknown - Material Unknown | [9 empty] | Unknown - Material Unknown | [8 empty] | Unknown | Don't Know | Don't Know |  |  | Unknown | Unknown |  | Tier 4
1461010 | 03060A027102AC | 255 | BRENNER DR | Madison |  |  | Unknown - Material Unknown | [9 empty] | Unknown - Material Unknown | [8 empty] | Unknown | Don't Know | Don't Know |  |  | Unknown | Unknown |  | Tier 4
1461010 | 03060A027102AD | 268 | BRENNER DR | Madison |  |  | Unknown - Material Unknown | [9 empty] | Unknown - Material Unknown | [8 empty] | Unknown | Don't Know | Don't Know |  |  | Unknown | Unknown |  | Tier 4
1461010 | 03060A029102AA | 1 | BRISTENSTOCK DR | Madison |  |  | Unknown - Material Unknown | [9 empty] | Unknown - Material Unknown | [8 empty] | Unknown | Don't Know | Don't Know |  |  | Unknown | Unknown |  | Tier 4
1461010 | 03060A029102AB | 4 | BRISTENSTOCK DR | Madison |  |  | Unknown - Material Unknown | [9 empty] | Unknown - Material Unknown | [8 empty] | Unknown | Don't Know | Don't Know |  |  | Unknown | Unknown |  | Tier 4
1461010 | 03060A029102AC | 3 | BRISTENSTOCK DR | Madison |  |  | Unknown - Material Unknown | [9 empty] | Unknown - Material Unknown | [8 empty] | Unknown | Don't Know | Don't Know |  |  | Unknown | Unknown |  | Tier 4
1461010 | 03060A029102AD | 6 | BRISTENSTOCK DR | Madison |  |  | Unknown - Material Unknown | [9 empty] | Unknown - Material Unknown | [8 empty] | Unknown | Don't Know | Don't Know |  |  | Unknown | Unknown |  | Tier 4
1461010 | 03060A029102AE | 11 | BRISTENSTOCK DR | Madison |  |  | Unknown - Material Unknown | [9 empty] | Unknown - Material Unknown | [8 empty] | Unknown | Don't Know | Don't Know |  |  | Unknown | Unknown |  | Tier 4
1461010 | 03060A029102AF | 12 | BRISTENSTOCK DR | Madison |  |  | Unknown - Material Unknown | [9 empty] | Unknown - Material Unknown | [8 empty] | Unknown | Don't Know | Don't Know |  |  | Unknown | Unknown |  | Tier 4
1461010 | 03060A029102AG | 25 | BRISTENSTOCK DR | Madison |  |  | Unknown - Material Unknown | [9 empty] | Unknown - Material Unknown | [8 empty] | Unknown | Don't Know | Don't Know |  |  | Unknown | Unknown |  | Tier 4
1461010 | 03060A029102AH | 26 | BRISTENSTOCK DR | Madison |  |  | Unknown - Material Unknown | [9 empty] | Unknown - Material Unknown | [8 empty] | Unknown | Don't Know | Don't Know |  |  | Unknown | Unknown |  | Tier 4
1461010 | 03060A029102AI | 31 | BRISTENSTOCK DR | Madison |  |  | Unknown - Material Unknown | [9 empty] | Unknown - Material Unknown | [8 empty] | Unknown | Don't Know | Don't Know |  |  | Unknown | Unknown | Current | Tier 4
1461010 | 03060A029102AJ | 32 | BRISTENSTOCK DR | Madison |  |  | Unknown - Material Unknown | [9 empty] | Unknown - Material Unknown | [8 empty] | Unknown | Don't Know | Don't Know |  |  | Unknown | Unknown |  | Tier 4
1461010 | 03060A029102AK | 34 | BRISTENSTOCK DR | Madison |  |  | Unknown - Material Unknown | [9 empty] | Unknown - Material Unknown | [8 empty] | Unknown | Don't Know | Don't Know |  |  | Unknown | Unknown |  | Tier 4
1461010 | 03060A029102AL | 35 | BRISTENSTOCK DR | Madison |  |  | Unknown - Material Unknown | [9 empty] | Unknown - Material Unknown | [8 empty] | Unknown | Don't Know | Don't Know |  |  | Unknown | Unknown |  | Tier 4
1461010 | 03060A029102AM | 22 | BRISTENSTOCK DR | Madison |  |  | Unknown - Material Unknown | [9 empty] | Unknown - Material Unknown | [8 empty] | Unknown | Don't Know | Don't Know |  |  | Unknown | Unknown |  | Tier 4
1461010 | 03060A029102AN | 18 | BRISTENSTOCK DR | Madison |  |  | Unknown - Material Unknown | [9 empty] | Unknown - Material Unknown | [8 empty] | Unknown | Don't Know | Don't Know |  |  | Unknown | Unknown |  | Tier 4
1461010 | 03060A031102AA | 2 | BURGDORF DR | Madison |  |  | Unknown - Material Unknown | [9 empty] | Unknown - Material Unknown | [8 empty] | Unknown | Don't Know | Don't Know |  |  | Unknown | Unknown |  | Tier 4
1461010 | 03060A031102AB | 13 | BURGDORF DR | Madison |  |  | Unknown - Material Unknown | [9 empty] | Unknown - Material Unknown | [8 empty] | Unknown | Don't Know | Don't Know |  |  | Unknown | Unknown |  | Tier 4
1461010 | 03060A031102AC | 15 | BURGDORF DR | Madison |  |  | Unknown - Material Unknown | [9 empty] | Unknown - Material Unknown | [8 empty] | Unknown | Don't Know | Don't Know |  |  | Unknown | Unknown |  | Tier 4
1461010 | 03060A031102AD | 17 | BURGDORF DR | Madison |  |  | Unknown - Material Unknown | [9 empty] | Unknown - Material Unknown | [8 empty] | Unknown | Don't Know | Don't Know |  |  | Unknown | Unknown |  | Tier 4
1461010 | 03060A031102AE | 12 | BURGDORF DR | Madison |  |  | Unknown - Material Unknown | [9 empty] | Unknown - Material Unknown | [8 empty] | Unknown | Don't Know | Don't Know |  |  | Unknown | Unknown |  | Tier 4
1461010 | 03060A031102AF | 23 | BURGDORF DR | Madison |  |  | Unknown - Material Unknown | [9 empty] | Unknown - Material Unknown | [8 empty] | Unknown | Don't Know | Don't Know |  |  | Unknown | Unknown |  | Tier 4
1461010 | 03060A031102AG | 25 | BURGDORF DR | Madison |  |  | Unknown - Material Unknown | [9 empty] | Unknown - Material Unknown | [8 empty] | Unknown | Don't Know | Don't Know |  |  | Unknown | Unknown | Current | Tier 4
1461010 | 03060A037102AA | 1 | CHOCORUA VIEW DR | Madison |  |  | Unknown - Material Unknown | [9 empty] | Unknown - Material Unknown | [8 empty] | Unknown | Don't Know | Don't Know |  |  | Unknown | Unknown |  | Tier 4
1461010 | 03060A037102AB | 3 | CHOCORUA VIEW DR | Madison |  |  | Unknown - Material Unknown | [9 empty] | Unknown - Material Unknown | [8 empty] | Unknown | Don't Know | Don't Know |  |  | Unknown | Unknown |  | Tier 4
1461010 | 03060A037102AC | 5 | CHOCORUA VIEW DR | Madison |  |  | Unknown - Material Unknown | [9 empty] | Unknown - Material Unknown | [8 empty] | Unknown | Don't Know | Don't Know |  |  | Unknown | Unknown |  | Tier 4
1461010 | 03060A037102AD | 7 | CHOCORUA VIEW DR | Madison |  |  | Unknown - Material Unknown | [9 empty] | Unknown - Material Unknown | [8 empty] | Unknown | Don't Know | Don't Know |  |  | Unknown | Unknown |  | Tier 4
1461010 | 03060A037102AE | 15 | CHOCORUA VIEW DR | Madison |  |  | Unknown - Material Unknown | [9 empty] | Unknown - Material Unknown | [8 empty] | Unknown | Don't Know | Don't Know |  |  | Unknown | Unknown |  | Tier 4
1461010 | 03060A037102AF | 17 | CHOCORUA VIEW DR | Madison |  |  | Unknown - Material Unknown | [9 empty] | Unknown - Material Unknown | [8 empty] | Unknown | Don't Know | Don't Know |  |  | Unknown | Unknown |  | Tier 4
1461010 | 03060A037102AG | 19 | CHOCORUA VIEW DR | Madison |  |  | Unknown - Material Unknown | [9 empty] | Unknown - Material Unknown | [8 empty] | Unknown | Don't Know | Don't Know |  |  | Unknown | Unknown |  | Tier 4
1461010 | 03060A037102AH | 21 | CHOCORUA VIEW DR | Madison |  |  | Unknown - Material Unknown | [9 empty] | Unknown - Material Unknown | [8 empty] | Unknown | Don't Know | Don't Know |  |  | Unknown | Unknown |  | Tier 4
1461010 | 03060A037102AI | 24 | CHOCORUA VIEW DR | Madison |  |  | Unknown - Material Unknown | [9 empty] | Unknown - Material Unknown | [8 empty] | Unknown | Don't Know | Don't Know |  |  | Unknown | Unknown |  | Tier 4
1461010 | 03060A038102AA | 2 | CLEMENS PL | Madison |  |  | Unknown - Material Unknown | [9 empty] | Unknown - Material Unknown | [8 empty] | Unknown | Don't Know | Don't Know |  |  | Unknown | Unknown |  | Tier 4
1461010 | 03060A042102CE | 1144 | CONWAY RD | Madison |  |  | Unknown - Material Unknown | [9 empty] | Unknown - Material Unknown | [8 empty] | Unknown | Don't Know | Don't Know |  |  | Unknown | Unknown |  | Tier 4
1461010 | 03060A042102CJ | 1390 | CONWAY RD | Madison |  |  | Unknown - Material Unknown | [9 empty] | Unknown - Material Unknown | [8 empty] | Unknown | Don't Know | Don't Know |  |  | Unknown | Unknown |  | Tier 4
1461010 | 03060A042102CK | 1454 | CONWAY RD | Madison |  |  | Unknown - Material Unknown | [9 empty] | Unknown - Material Unknown | [8 empty] | Unknown | Don't Know | Don't Know |  |  | Unknown | Unknown |  | Tier 4
1461010 | 03060A042102CM | 1483 | CONWAY RD | Madison |  |  | Unknown - Material Unknown | [9 empty] | Unknown - Material Unknown | [8 empty] | Unknown | Don't Know | Don't Know |  |  | Unknown | Unknown |  | Tier 4
1461010 | 03060A042102CN | 1488 | CONWAY RD | Madison |  |  | Unknown - Material Unknown | [9 empty] | Unknown - Material Unknown | [8 empty] | Unknown | Don't Know | Don't Know |  |  | Unknown | Unknown |  | Tier 4
1461010 | 03060A042102CO | 1506 | CONWAY RD | Madison |  |  | Unknown - Material Unknown | [9 empty] | Unknown - Material Unknown | [8 empty] | Unknown | Don't Know | Don't Know |  |  | Unknown | Unknown |  | Tier 4
1461010 | 03060A042102CP | 1512 | CONWAY RD | Madison |  |  | Unknown - Material Unknown | [9 empty] | Unknown - Material Unknown | [8 empty] | Unknown | Don't Know | Don't Know |  |  | Unknown | Unknown |  | Tier 4
1461010 | 03060A042102CQ | 1522 | CONWAY RD | Madison |  |  | Unknown - Material Unknown | [9 empty] | Unknown - Material Unknown | [8 empty] | Unknown | Don't Know | Don't Know |  |  | Unknown | Unknown |  | Tier 4
1461010 | 03060A042102CR | 1540 | CONWAY RD | Madison |  |  | Unknown - Material Unknown | [9 empty] | Unknown - Material Unknown | [8 empty] | Unknown | Don't Know | Don't Know |  |  | Unknown | Unknown |  | Tier 4
1461010 | 03060A042102CS | 1544 | CONWAY RD | Madison |  |  | Unknown - Material Unknown | [9 empty] | Unknown - Material Unknown | [8 empty] | Unknown | Don't Know | Don't Know |  |  | Unknown | Unknown |  | Tier 4
1461010 | 03060A042102CT | 1560 | CONWAY RD | Madison |  |  | Unknown - Material Unknown | [9 empty] | Unknown - Material Unknown | [8 empty] | Unknown | Don't Know | Don't Know |  |  | Unknown | Unknown |  | Tier 4
1461010 | 03060A042102CU | 1582 | CONWAY RD | Madison |  |  | Unknown - Material Unknown | [9 empty] | Unknown - Material Unknown | [8 empty] | Unknown | Don't Know | Don't Know |  |  | Unknown | Unknown |  | Tier 4
1461010 | 03060A042102CV | 1680 | CONWAY RD | Madison |  |  | Unknown - Material Unknown | [9 empty] | Unknown - Material Unknown | [8 empty] | Unknown | Don't Know | Don't Know |  |  | Unknown | Unknown | Current | Tier 4
1461010 | 03060A059102AA | 28 | DIESSBACH DR | Madison |  |  | Unknown - Material Unknown | [9 empty] | Unknown - Material Unknown | [8 empty] | Unknown | Don't Know | Don't Know |  |  | Unknown | Unknown |  | Tier 4
1461010 | 03060A059102AB | 14 | DIESSBACH DR | Madison |  |  | Unknown - Material Unknown | [9 empty] | Unknown - Material Unknown | [8 empty] | Unknown | Don't Know | Don't Know |  |  | Unknown | Unknown |  | Tier 4
1461010 | 03060A059102AC | 9 | DIESSBACH DR | Madison |  |  | Unknown - Material Unknown | [9 empty] | Unknown - Material Unknown | [8 empty] | Unknown | Don't Know | Don't Know |  |  | Unknown | Unknown |  | Tier 4
1461010 | 03060A059102AD | 15 | DIESSBACH DR | Madison |  |  | Unknown - Material Unknown | [9 empty] | Unknown - Material Unknown | [8 empty] | Unknown | Don't Know | Don't Know |  |  | Unknown | Unknown |  | Tier 4
1461010 | 03060A059102AE | 17 | DIESSBACH DR | Madison |  |  | Unknown - Material Unknown | [9 empty] | Unknown - Material Unknown | [8 empty] | Unknown | Don't Know | Don't Know |  |  | Unknown | Unknown |  | Tier 4
1461010 | 03060A059102AF | 18 | DIESSBACH DR | Madison |  |  | Unknown - Material Unknown | [9 empty] | Unknown - Material Unknown | [8 empty] | Unknown | Don't Know | Don't Know |  |  | Unknown | Unknown |  | Tier 4
1461010 | 03060A059102AG | 19 | DIESSBACH DR | Madison |  |  | Unknown - Material Unknown | [9 empty] | Unknown - Material Unknown | [8 empty] | Unknown | Don't Know | Don't Know |  |  | Unknown | Unknown |  | Tier 4
1461010 | 03060A059102AH | 21 | DIESSBACH DR | Madison |  |  | Unknown - Material Unknown | [9 empty] | Unknown - Material Unknown | [8 empty] | Unknown | Don't Know | Don't Know |  |  | Unknown | Unknown |  | Tier 4
1461010 | 03060A059102AI | 22 | DIESSBACH DR | Madison |  |  | Unknown - Material Unknown | [9 empty] | Unknown - Material Unknown | [8 empty] | Unknown | Don't Know | Don't Know |  |  | Unknown | Unknown |  | Tier 4
1461010 | 03060A059102AJ | 25 | DIESSBACH DR | Madison |  |  | Unknown - Material Unknown | [9 empty] | Unknown - Material Unknown | [8 empty] | Unknown | Don't Know | Don't Know |  |  | Unknown | Unknown |  | Tier 4
1461010 | 03060A059102AK | 26 | DIESSBACH DR | Madison |  |  | Unknown - Material Unknown | [9 empty] | Unknown - Material Unknown | [8 empty] | Unknown | Don't Know | Don't Know |  |  | Unknown | Unknown |  | Tier 4
1461010 | 03060A059102AL | 27 | DIESSBACH DR | Madison |  |  | Unknown - Material Unknown | [9 empty] | Unknown - Material Unknown | [8 empty] | Unknown | Don't Know | Don't Know |  |  | Unknown | Unknown | Current | Tier 4
1461010 | 03060A064102AA | 2 | E BERGAMO RD | Madison |  |  | Unknown - Material Unknown | [9 empty] | Unknown - Material Unknown | [8 empty] | Unknown | Don't Know | Don't Know |  |  | Unknown | Unknown |  | Tier 4
1461010 | 03060A064102AB | 8 | E BERGAMO RD | Madison |  |  | Unknown - Material Unknown | [9 empty] | Unknown - Material Unknown | [8 empty] | Unknown | Don't Know | Don't Know |  |  | Unknown | Unknown |  | Tier 4
1461010 | 03060A064102AC | 12 | E BERGAMO RD | Madison |  |  | Unknown - Material Unknown | [9 empty] | Unknown - Material Unknown | [8 empty] | Unknown | Don't Know | Don't Know |  |  | Unknown | Unknown |  | Tier 4
1461010 | 03060A064102AD | 16 | E BERGAMO RD | Madison |  |  | Unknown - Material Unknown | [9 empty] | Unknown - Material Unknown | [8 empty] | Unknown | Don't Know | Don't Know |  |  | Unknown | Unknown |  | Tier 4
1461010 | 03060A068102AC | 99 | EBEN FARM RD | Madison |  |  | Unknown - Material Unknown | [9 empty] | Unknown - Material Unknown | [8 empty] | Unknown | Don't Know | Don't Know |  |  | Unknown | Unknown |  | Tier 4
1461010 | 03060A070102AE | 23 | EIDELWEISS DR | Madison |  |  | Unknown - Material Unknown | [9 empty] | Unknown - Material Unknown | [8 empty] | Unknown | Don't Know | Don't Know |  |  | Unknown | Unknown |  | Tier 4
1461010 | 03060A070102AA | 5 | EIDELWEISS DR | Madison |  |  | Unknown - Material Unknown | [9 empty] | Unknown - Material Unknown | [8 empty] | Unknown | Don't Know | Don't Know |  |  | Unknown | Unknown |  | Tier 4
1461010 | 03060A070102AB | 7 | EIDELWEISS DR | Madison |  |  | Unknown - Material Unknown | [9 empty] | Unknown - Material Unknown | [8 empty] | Unknown | Don't Know | Don't Know |  |  | Unknown | Unknown |  | Tier 4
1461010 | 03060A070102AC | 10 | EIDELWEISS DR | Madison |  |  | Unknown - Material Unknown | [9 empty] | Unknown - Material Unknown | [8 empty] | Unknown | Don't Know | Don't Know |  |  | Unknown | Unknown |  | Tier 4
1461010 | 03060A070102AI | 30 | EIDELWEISS DR | Madison |  |  | Unknown - Material Unknown | [9 empty] | Unknown - Material Unknown | [8 empty] | Unknown | Don't Know | Don't Know |  |  | Unknown | Unknown |  | Tier 4
1461010 | 03060A070102AJ | 33 | EIDELWEISS DR | Madison |  |  | Unknown - Material Unknown | [9 empty] | Unknown - Material Unknown | [8 empty] | Unknown | Don't Know | Don't Know |  |  | Unknown | Unknown |  | Tier 4
1461010 | 03060A070102AK | 34 | EIDELWEISS DR | Madison |  |  | Unknown - Material Unknown | [9 empty] | Unknown - Material Unknown | [8 empty] | Unknown | Don't Know | Don't Know |  |  | Unknown | Unknown |  | Tier 4
1461010 | 03060A070102AL | 37 | EIDELWEISS DR | Madison |  |  | Unknown - Material Unknown | [9 empty] | Unknown - Material Unknown | [8 empty] | Unknown | Don't Know | Don't Know |  |  | Unknown | Unknown |  | Tier 4
1461010 | 03060A070102AM | 41 | EIDELWEISS DR | Madison |  |  | Unknown - Material Unknown | [9 empty] | Unknown - Material Unknown | [8 empty] | Unknown | Don't Know | Don't Know |  |  | Unknown | Unknown |  | Tier 4
1461010 | 03060A070102AN | 43 | EIDELWEISS DR | Madison |  |  | Unknown - Material Unknown | [9 empty] | Unknown - Material Unknown | [8 empty] | Unknown | Don't Know | Don't Know |  |  | Unknown | Unknown |  | Tier 4
1461010 | 03060A070102AO | 44 | EIDELWEISS DR | Madison |  |  | Unknown - Material Unknown | [9 empty] | Unknown - Material Unknown | [8 empty] | Unknown | Don't Know | Don't Know |  |  | Unknown | Unknown |  | Tier 4
1461010 | 03060A070102AP | 47 | EIDELWEISS DR | Madison |  |  | Unknown - Material Unknown | [9 empty] | Unknown - Material Unknown | [8 empty] | Unknown | Don't Know | Don't Know |  |  | Unknown | Unknown |  | Tier 4
1461010 | 03060A070102AQ | 48 | EIDELWEISS DR | Madison |  |  | Unknown - Material Unknown | [9 empty] | Unknown - Material Unknown | [8 empty] | Unknown | Don't Know | Don't Know |  |  | Unknown | Unknown |  | Tier 4
1461010 | 03060A070102AR | 49 | EIDELWEISS DR | Madison |  |  | Unknown - Material Unknown | [9 empty] | Unknown - Material Unknown | [8 empty] | Unknown | Don't Know | Don't Know |  |  | Unknown | Unknown |  | Tier 4
1461010 | 03060A070102AS | 51 | EIDELWEISS DR | Madison |  |  | Unknown - Material Unknown | [9 empty] | Unknown - Material Unknown | [8 empty] | Unknown | Don't Know | Don't Know |  |  | Unknown | Unknown |  | Tier 4
1461010 | 03060A070102AT | 52 | EIDELWEISS DR | Madison |  |  | Unknown - Material Unknown | [9 empty] | Unknown - Material Unknown | [8 empty] | Unknown | Don't Know | Don't Know |  |  | Unknown | Unknown |  | Tier 4
1461010 | 03060A070102AU | 53 | EIDELWEISS DR | Madison |  |  | Unknown - Material Unknown | [9 empty] | Unknown - Material Unknown | [8 empty] | Unknown | Don't Know | Don't Know |  |  | Unknown | Unknown |  | Tier 4
1461010 | 03060A070102AV | 54 | EIDELWEISS DR | Madison |  |  | Unknown - Material Unknown | [9 empty] | Unknown - Material Unknown | [8 empty] | Unknown | Don't Know | Don't Know |  |  | Unknown | Unknown |  | Tier 4
1461010 | 03060A070102AW | 56 | EIDELWEISS DR | Madison |  |  | Unknown - Material Unknown | [9 empty] | Unknown - Material Unknown | [8 empty] | Unknown | Don't Know | Don't Know |  |  | Unknown | Unknown |  | Tier 4
1461010 | 03060A070102AX | 58 | EIDELWEISS DR | Madison |  |  | Unknown - Material Unknown | [9 empty] | Unknown - Material Unknown | [8 empty] | Unknown | Don't Know | Don't Know |  |  | Unknown | Unknown |  | Tier 4
1461010 | 03060A070102AY | 62 | EIDELWEISS DR | Madison |  |  | Unknown - Material Unknown | [9 empty] | Unknown - Material Unknown | [8 empty] | Unknown | Don't Know | Don't Know |  |  | Unknown | Unknown |  | Tier 4
1461010 | 03060A070102AZ | 65 | EIDELWEISS DR | Madison |  |  | Unknown - Material Unknown | [9 empty] | Unknown - Material Unknown | [8 empty] | Unknown | Don't Know | Don't Know |  |  | Unknown | Unknown |  | Tier 4
1461010 | 03060A070102BA | 67 | EIDELWEISS DR | Madison |  |  | Unknown - Material Unknown | [9 empty] | Unknown - Material Unknown | [8 empty] | Unknown | Don't Know | Don't Know |  |  | Unknown | Unknown |  | Tier 4
1461010 | 03060A070102BB | 64 | EIDELWEISS DR | Madison |  |  | Unknown - Material Unknown | [9 empty] | Unknown - Material Unknown | [8 empty] | Unknown | Don't Know | Don't Know |  |  | Unknown | Unknown |  | Tier 4
1461010 | 03060A070102BC | 69 | EIDELWEISS DR | Madison |  |  | Unknown - Material Unknown | [9 empty] | Unknown - Material Unknown | [8 empty] | Unknown | Don't Know | Don't Know |  |  | Unknown | Unknown |  | Tier 4
1461010 | 03060A070102BD | 68 | EIDELWEISS DR | Madison |  |  | Unknown - Material Unknown | [9 empty] | Unknown - Material Unknown | [8 empty] | Unknown | Don't Know | Don't Know |  |  | Unknown | Unknown |  | Tier 4
1461010 | 03060A070102BE | 71 | EIDELWEISS DR | Madison |  |  | Unknown - Material Unknown | [9 empty] | Unknown - Material Unknown | [8 empty] | Unknown | Don't Know | Don't Know |  |  | Unknown | Unknown |  | Tier 4
1461010 | 03060A070102BF | 73 | EIDELWEISS DR | Madison |  |  | Unknown - Material Unknown | [9 empty] | Unknown - Material Unknown | [8 empty] | Unknown | Don't Know | Don't Know |  |  | Unknown | Unknown |  | Tier 4
1461010 | 03060A070102BG | 72 | EIDELWEISS DR | Madison |  |  | Unknown - Material Unknown | [9 empty] | Unknown - Material Unknown | [8 empty] | Unknown | Don't Know | Don't Know |  |  | Unknown | Unknown |  | Tier 4
1461010 | 03060A070102BH | 75 | EIDELWEISS DR | Madison |  |  | Unknown - Material Unknown | [9 empty] | Unknown - Material Unknown | [8 empty] | Unknown | Don't Know | Don't Know |  |  | Unknown | Unknown |  | Tier 4
1461010 | 03060A070102BI | 77 | EIDELWEISS DR | Madison |  |  | Unknown - Material Unknown | [9 empty] | Unknown - Material Unknown | [8 empty] | Unknown | Don't Know | Don't Know |  |  | Unknown | Unknown |  | Tier 4
1461010 | 03060A070102BJ | 83 | EIDELWEISS DR | Madison |  |  | Unknown - Material Unknown | [9 empty] | Unknown - Material Unknown | [8 empty] | Unknown | Don't Know | Don't Know |  |  | Unknown | Unknown |  | Tier 4
1461010 | 03060A070102BK | 87 | EIDELWEISS DR | Madison |  |  | Unknown - Material Unknown | [9 empty] | Unknown - Material Unknown | [8 empty] | Unknown | Don't Know | Don't Know |  |  | Unknown | Unknown |  | Tier 4
1461010 | 03060A070102BL | 93 | EIDELWEISS DR | Madison |  |  | Unknown - Material Unknown | [9 empty] | Unknown - Material Unknown | [8 empty] | Unknown | Don't Know | Don't Know |  |  | Unknown | Unknown |  | Tier 4
1461010 | 03060A070102BM | 95 | EIDELWEISS DR | Madison |  |  | Unknown - Material Unknown | [9 empty] | Unknown - Material Unknown | [8 empty] | Unknown | Don't Know | Don't Know |  |  | Unknown | Unknown |  | Tier 4
1461010 | 03060A070102BN | 99 | EIDELWEISS DR | Madison |  |  | Unknown - Material Unknown | [9 empty] | Unknown - Material Unknown | [8 empty] | Unknown | Don't Know | Don't Know |  |  | Unknown | Unknown |  | Tier 4
1461010 | 03060A070102BO | 101 | EIDELWEISS DR | Madison |  |  | Unknown - Material Unknown | [9 empty] | Unknown - Material Unknown | [8 empty] | Unknown | Don't Know | Don't Know |  |  | Unknown | Unknown |  | Tier 4
1461010 | 03060A070102BP | 103 | EIDELWEISS DR | Madison |  |  | Unknown - Material Unknown | [9 empty] | Unknown - Material Unknown | [8 empty] | Unknown | Don't Know | Don't Know |  |  | Unknown | Unknown |  | Tier 4
1461010 | 03060A070102BQ | 105 | EIDELWEISS DR | Madison |  |  | Unknown - Material Unknown | [9 empty] | Unknown - Material Unknown | [8 empty] | Unknown | Don't Know | Don't Know |  |  | Unknown | Unknown |  | Tier 4
1461010 | 03060A070102BR | 102 | EIDELWEISS DR | Madison |  |  | Unknown - Material Unknown | [9 empty] | Unknown - Material Unknown | [8 empty] | Unknown | Don't Know | Don't Know |  |  | Unknown | Unknown |  | Tier 4
1461010 | 03060A070102BS | 104 | EIDELWEISS DR | Madison |  |  | Unknown - Material Unknown | [9 empty] | Unknown - Material Unknown | [8 empty] | Unknown | Don't Know | Don't Know |  |  | Unknown | Unknown |  | Tier 4
1461010 | 03060A070102BT | 108 | EIDELWEISS DR | Madison |  |  | Unknown - Material Unknown | [9 empty] | Unknown - Material Unknown | [8 empty] | Unknown | Don't Know | Don't Know |  |  | Unknown | Unknown |  | Tier 4
1461010 | 03060A070102BU | 109 | EIDELWEISS DR | Madison |  |  | Unknown - Material Unknown | [9 empty] | Unknown - Material Unknown | [8 empty] | Unknown | Don't Know | Don't Know |  |  | Unknown | Unknown |  | Tier 4
1461010 | 03060A070102BV | 110 | EIDELWEISS DR | Madison |  |  | Unknown - Material Unknown | [9 empty] | Unknown - Material Unknown | [8 empty] | Unknown | Don't Know | Don't Know |  |  | Unknown | Unknown |  | Tier 4
1461010 | 03060A070102CA | 112 | EIDELWEISS DR | Madison |  |  | Unknown - Material Unknown | [9 empty] | Unknown - Material Unknown | [8 empty] | Unknown | Don't Know | Don't Know |  |  | Unknown | Unknown |  | Tier 4
1461010 | 03060A070102CB | 114 | EIDELWEISS DR | Madison |  |  | Unknown - Material Unknown | [9 empty] | Unknown - Material Unknown | [8 empty] | Unknown | Don't Know | Don't Know |  |  | Unknown | Unknown |  | Tier 4
1461010 | 03060A070102CC | 115 | EIDELWEISS DR | Madison |  |  | Unknown - Material Unknown | [9 empty] | Unknown - Material Unknown | [8 empty] | Unknown | Don't Know | Don't Know |  |  | Unknown | Unknown |  | Tier 4
1461010 | 03060A070102CD | 116 | EIDELWEISS DR | Madison |  |  | Unknown - Material Unknown | [9 empty] | Unknown - Material Unknown | [8 empty] | Unknown | Don't Know | Don't Know |  |  | Unknown | Unknown |  | Tier 4
1461010 | 03060A070102CE | 120 | EIDELWEISS DR | Madison |  |  | Unknown - Material Unknown | [9 empty] | Unknown - Material Unknown | [8 empty] | Unknown | Don't Know | Don't Know |  |  | Unknown | Unknown |  | Tier 4
1461010 | 03060A070102CF | 122 | EIDELWEISS DR | Madison |  |  | Unknown - Material Unknown | [9 empty] | Unknown - Material Unknown | [8 empty] | Unknown | Don't Know | Don't Know |  |  | Unknown | Unknown |  | Tier 4
1461010 | 03060A070102CG | 124 | EIDELWEISS DR | Madison |  |  | Unknown - Material Unknown | [9 empty] | Unknown - Material Unknown | [8 empty] | Unknown | Don't Know | Don't Know |  |  | Unknown | Unknown |  | Tier 4
1461010 | 03060A070102CH | 125 | EIDELWEISS DR | Madison |  |  | Unknown - Material Unknown | [9 empty] | Unknown - Material Unknown | [8 empty] | Unknown | Don't Know | Don't Know |  |  | Unknown | Unknown |  | Tier 4
1461010 | 03060A070102CI | 126 | EIDELWEISS DR | Madison |  |  | Unknown - Material Unknown | [9 empty] | Unknown - Material Unknown | [8 empty] | Unknown | Don't Know | Don't Know |  |  | Unknown | Unknown |  | Tier 4
1461010 | 03060A070102CJ | 128 | EIDELWEISS DR | Madison |  |  | Unknown - Material Unknown | [9 empty] | Unknown - Material Unknown | [8 empty] | Unknown | Don't Know | Don't Know |  |  | Unknown | Unknown |  | Tier 4
1461010 | 03060A070102CK | 130 | EIDELWEISS DR | Madison |  |  | Unknown - Material Unknown | [9 empty] | Unknown - Material Unknown | [8 empty] | Unknown | Don't Know | Don't Know |  |  | Unknown | Unknown |  | Tier 4
1461010 | 03060A070102CL | 144 | EIDELWEISS DR | Madison |  |  | Unknown - Material Unknown | [9 empty] | Unknown - Material Unknown | [8 empty] | Unknown | Don't Know | Don't Know |  |  | Unknown | Unknown |  | Tier 4
1461010 | 03060A070102CM | 143 | EIDELWEISS DR | Madison |  |  | Unknown - Material Unknown | [9 empty] | Unknown - Material Unknown | [8 empty] | Unknown | Don't Know | Don't Know |  |  | Unknown | Unknown |  | Tier 4
1461010 | 03060A070102CP | 134 | EIDELWEISS DR | Madison |  |  | Unknown - Material Unknown | [9 empty] | Unknown - Material Unknown | [8 empty] | Unknown | Don't Know | Don't Know |  |  | Unknown | Unknown |  | Tier 4
1461010 | 03060A070102CQ | 9 | EIDELWEISS DR | Madison |  |  | Unknown - Material Unknown | [9 empty] | Unknown - Material Unknown | [8 empty] | Unknown | Don't Know | Don't Know |  |  | Unknown | Unknown |  | Tier 4
1461010 | 03060A070102CR | 59 | EIDELWEISS DR | Madison |  |  | Unknown - Material Unknown | [9 empty] | Unknown - Material Unknown | [8 empty] | Unknown | Don't Know | Don't Know |  |  | Unknown | Unknown |  | Tier 4
1461010 | 03060A077102AA | 1 | FORCLAZ RD | Madison |  |  | Unknown - Material Unknown | [9 empty] | Unknown - Material Unknown | [8 empty] | Unknown | Don't Know | Don't Know |  |  | Unknown | Unknown |  | Tier 4
1461010 | 03060A077102AB | 14 | FORCLAZ RD | Madison |  |  | Unknown - Material Unknown | [9 empty] | Unknown - Material Unknown | [8 empty] | Unknown | Don't Know | Don't Know |  |  | Unknown | Unknown |  | Tier 4
1461010 | 03060A077102AC | 25 | FORCLAZ RD | Madison |  |  | Unknown - Material Unknown | [9 empty] | Unknown - Material Unknown | [8 empty] | Unknown | Don't Know | Don't Know |  |  | Unknown | Unknown |  | Tier 4
1461010 | 03060A080102AA | 3 | GENEVA PL | Madison |  |  | Unknown - Material Unknown | [9 empty] | Unknown - Material Unknown | [8 empty] | Unknown | Don't Know | Don't Know |  |  | Unknown | Unknown |  | Tier 4
1461010 | 03060A080102AB | 5 | GENEVA PL | Madison |  |  | Unknown - Material Unknown | [9 empty] | Unknown - Material Unknown | [8 empty] | Unknown | Don't Know | Don't Know |  |  | Unknown | Unknown |  | Tier 4
1461010 | 03060A080102AC | 10 | GENEVA PL | Madison |  |  | Unknown - Material Unknown | [9 empty] | Unknown - Material Unknown | [8 empty] | Unknown | Don't Know | Don't Know |  |  | Unknown | Unknown |  | Tier 4
1461010 | 03060A080102AD | 11 | GENEVA PL | Madison |  |  | Unknown - Material Unknown | [9 empty] | Unknown - Material Unknown | [8 empty] | Unknown | Don't Know | Don't Know |  |  | Unknown | Unknown |  | Tier 4
1461010 | 03060A080102AE | 17 | GENEVA PL | Madison |  |  | Unknown - Material Unknown | [9 empty] | Unknown - Material Unknown | [8 empty] | Unknown | Don't Know | Don't Know |  |  | Unknown | Unknown |  | Tier 4
1461010 | 03060A080102AF | 19 | GENEVA PL | Madison |  |  | Unknown - Material Unknown | [9 empty] | Unknown - Material Unknown | [8 empty] | Unknown | Don't Know | Don't Know |  |  | Unknown | Unknown |  | Tier 4
1461010 | 03060A080102AG | 21 | GENEVA PL | Madison |  |  | Unknown - Material Unknown | [9 empty] | Unknown - Material Unknown | [8 empty] | Unknown | Don't Know | Don't Know |  |  | Unknown | Unknown |  | Tier 4
1461010 | 03060A084102AA | 2 | GRACHEN DR | Madison |  |  | Unknown - Material Unknown | [9 empty] | Unknown - Material Unknown | [8 empty] | Unknown | Don't Know | Don't Know |  |  | Unknown | Unknown |  | Tier 4
1461010 | 03060A084102AB | 4 | GRACHEN DR | Madison |  |  | Unknown - Material Unknown | [9 empty] | Unknown - Material Unknown | [8 empty] | Unknown | Don't Know | Don't Know |  |  | Unknown | Unknown |  | Tier 4
1461010 | 03060A084102AC | 5 | GRACHEN DR | Madison |  |  | Unknown - Material Unknown | [9 empty] | Unknown - Material Unknown | [8 empty] | Unknown | Don't Know | Don't Know |  |  | Unknown | Unknown |  | Tier 4
1461010 | 03060A084102AD | 6 | GRACHEN DR | Madison |  |  | Unknown - Material Unknown | [9 empty] | Unknown - Material Unknown | [8 empty] | Unknown | Don't Know | Don't Know |  |  | Unknown | Unknown |  | Tier 4
1461010 | 03060A084102AE | 10 | GRACHEN DR | Madison |  |  | Unknown - Material Unknown | [9 empty] | Unknown - Material Unknown | [8 empty] | Unknown | Don't Know | Don't Know |  |  | Unknown | Unknown |  | Tier 4
1461010 | 03060A084102AF | 12 | GRACHEN DR | Madison |  |  | Unknown - Material Unknown | [9 empty] | Unknown - Material Unknown | [8 empty] | Unknown | Don't Know | Don't Know |  |  | Unknown | Unknown | Current | Tier 4
1461010 | 03060A084102AG | 28 | GRACHEN DR | Madison |  |  | Unknown - Material Unknown | [9 empty] | Unknown - Material Unknown | [8 empty] | Unknown | Don't Know | Don't Know |  |  | Unknown | Unknown |  | Tier 4
1461010 | 03060A084102AH | 30 | GRACHEN DR | Madison |  |  | Unknown - Material Unknown | [9 empty] | Unknown - Material Unknown | [8 empty] | Unknown | Don't Know | Don't Know |  |  | Unknown | Unknown |  | Tier 4
1461010 | 03060A084102AI | 29 | GRACHEN DR | Madison |  |  | Unknown - Material Unknown | [9 empty] | Unknown - Material Unknown | [8 empty] | Unknown | Don't Know | Don't Know |  |  | Unknown | Unknown |  | Tier 4
1461010 | 03060A088102AA | 3 | GRISON RD | Madison |  |  | Unknown - Material Unknown | [9 empty] | Unknown - Material Unknown | [8 empty] | Unknown | Don't Know | Don't Know |  |  | Unknown | Unknown |  | Tier 4
1461010 | 03060A088102AB | 6 | GRISON RD | Madison |  |  | Unknown - Material Unknown | [9 empty] | Unknown - Material Unknown | [8 empty] | Unknown | Don't Know | Don't Know |  |  | Unknown | Unknown |  | Tier 4
1461010 | 03060A088102AC | 16 | GRISON RD | Madison |  |  | Unknown - Material Unknown | [9 empty] | Unknown - Material Unknown | [8 empty] | Unknown | Don't Know | Don't Know |  |  | Unknown | Unknown |  | Tier 4
1461010 | 03060A088102AD | 20 | GRISON RD | Madison |  |  | Unknown - Material Unknown | [9 empty] | Unknown - Material Unknown | [8 empty] | Unknown | Don't Know | Don't Know |  |  | Unknown | Unknown | Current | Tier 4
1461010 | 03060A088102AE | 22 | GRISON RD | Madison |  |  | Unknown - Material Unknown | [9 empty] | Unknown - Material Unknown | [8 empty] | Unknown | Don't Know | Don't Know |  |  | Unknown | Unknown | Current | Tier 4
1461010 | 03060A088102AF | 25 | GRISON RD | Madison |  |  | Unknown - Material Unknown | [9 empty] | Unknown - Material Unknown | [8 empty] | Unknown | Don't Know | Don't Know |  |  | Unknown | Unknown |  | Tier 4
1461010 | 03060A088102AG | 23 | GRISON RD | Madison |  |  | Unknown - Material Unknown | [9 empty] | Unknown - Material Unknown | [8 empty] | Unknown | Don't Know | Don't Know |  |  | Unknown | Unknown |  | Tier 4
1461010 | 03060A088102AH | 27 | GRISON RD | Madison |  |  | Unknown - Material Unknown | [9 empty] | Unknown - Material Unknown | [8 empty] | Unknown | Don't Know | Don't Know |  |  | Unknown | Unknown |  | Tier 4
1461010 | 03060A088102AI | 28 | GRISON RD | Madison |  |  | Unknown - Material Unknown | [9 empty] | Unknown - Material Unknown | [8 empty] | Unknown | Don't Know | Don't Know |  |  | Unknown | Unknown |  | Tier 4
1461010 | 03060A088102AJ | 31 | GRISON RD | Madison |  |  | Unknown - Material Unknown | [9 empty] | Unknown - Material Unknown | [8 empty] | Unknown | Don't Know | Don't Know |  |  | Unknown | Unknown |  | Tier 4
1461010 | 03060A088102AK | 32 | GRISON RD | Madison |  |  | Unknown - Material Unknown | [9 empty] | Unknown - Material Unknown | [8 empty] | Unknown | Don't Know | Don't Know |  |  | Unknown | Unknown |  | Tier 4
1461010 | 03060A088102AL | 21 | GRISON RD | Madison |  |  | Unknown - Material Unknown | [9 empty] | Unknown - Material Unknown | [8 empty] | Unknown | Don't Know | Don't Know |  |  | Unknown | Unknown | Current | Tier 4
1461010 | 03060A088102AM | 26 | GRISON RD | Madison |  |  | Unknown - Material Unknown | [9 empty] | Unknown - Material Unknown | [8 empty] | Unknown | Don't Know | Don't Know |  |  | Unknown | Unknown |  | Tier 4
1461010 | 03060A103102AD | 12 | HUTTWIL DR | Madison |  |  | Unknown - Material Unknown | [9 empty] | Unknown - Material Unknown | [8 empty] | Unknown | Don't Know | Don't Know |  |  | Unknown | Unknown |  | Tier 4
1461010 | 03060A103102AA | 8 | HUTTWIL DR | Madison |  |  | Unknown - Material Unknown | [9 empty] | Unknown - Material Unknown | [8 empty] | Unknown | Don't Know | Don't Know |  |  | Unknown | Unknown |  | Tier 4
1461010 | 03060A103102AB | 10 | HUTTWIL DR | Madison |  |  | Unknown - Material Unknown | [9 empty] | Unknown - Material Unknown | [8 empty] | Unknown | Don't Know | Don't Know |  |  | Unknown | Unknown |  | Tier 4
1461010 | 03060A103102AC | 11 | HUTTWIL DR | Madison |  |  | Unknown - Material Unknown | [9 empty] | Unknown - Material Unknown | [8 empty] | Unknown | Don't Know | Don't Know |  |  | Unknown | Unknown |  | Tier 4
1461010 | 03060A103102AE | 18 | HUTTWIL DR | Madison |  |  | Unknown - Material Unknown | [9 empty] | Unknown - Material Unknown | [8 empty] | Unknown | Don't Know | Don't Know |  |  | Unknown | Unknown |  | Tier 4
1461010 | 03060A103102AF | 19 | HUTTWIL DR | Madison |  |  | Unknown - Material Unknown | [9 empty] | Unknown - Material Unknown | [8 empty] | Unknown | Don't Know | Don't Know |  |  | Unknown | Unknown |  | Tier 4
1461010 | 03060A103102AG | 23 | HUTTWIL DR | Madison |  |  | Unknown - Material Unknown | [9 empty] | Unknown - Material Unknown | [8 empty] | Unknown | Don't Know | Don't Know |  |  | Unknown | Unknown |  | Tier 4
1461010 | 03060A103102AH | 25 | HUTTWIL DR | Madison |  |  | Unknown - Material Unknown | [9 empty] | Unknown - Material Unknown | [8 empty] | Unknown | Don't Know | Don't Know |  |  | Unknown | Unknown |  | Tier 4
1461010 | 03060A103102AI | 33 | HUTTWIL DR | Madison |  |  | Unknown - Material Unknown | [9 empty] | Unknown - Material Unknown | [8 empty] | Unknown | Don't Know | Don't Know |  |  | Unknown | Unknown |  | Tier 4
1461010 | 03060A103102AJ | 36 | HUTTWIL DR | Madison |  |  | Unknown - Material Unknown | [9 empty] | Unknown - Material Unknown | [8 empty] | Unknown | Don't Know | Don't Know |  |  | Unknown | Unknown |  | Tier 4
1461010 | 03060A103102AK | 38 | HUTTWIL DR | Madison |  |  | Unknown - Material Unknown | [9 empty] | Unknown - Material Unknown | [8 empty] | Unknown | Don't Know | Don't Know |  |  | Unknown | Unknown |  | Tier 4
1461010 | 03060A103102AL | 39 | HUTTWIL DR | Madison |  |  | Unknown - Material Unknown | [9 empty] | Unknown - Material Unknown | [8 empty] | Unknown | Don't Know | Don't Know |  |  | Unknown | Unknown |  | Tier 4
1461010 | 03060A103102AM | 46 | HUTTWIL DR | Madison |  |  | Unknown - Material Unknown | [9 empty] | Unknown - Material Unknown | [8 empty] | Unknown | Don't Know | Don't Know |  |  | Unknown | Unknown |  | Tier 4
1461010 | 03060A103102AN | 45 | HUTTWIL DR | Madison |  |  | Unknown - Material Unknown | [9 empty] | Unknown - Material Unknown | [8 empty] | Unknown | Don't Know | Don't Know |  |  | Unknown | Unknown |  | Tier 4
1461010 | 03060A103102AO | 50 | HUTTWIL DR | Madison |  |  | Unknown - Material Unknown | [9 empty] | Unknown - Material Unknown | [8 empty] | Unknown | Don't Know | Don't Know |  |  | Unknown | Unknown |  | Tier 4
1461010 | 03060A103102AP | 52 | HUTTWIL DR | Madison |  |  | Unknown - Material Unknown | [9 empty] | Unknown - Material Unknown | [8 empty] | Unknown | Don't Know | Don't Know |  |  | Unknown | Unknown |  | Tier 4
1461010 | 03060A103102AQ | 54 | HUTTWIL DR | Madison |  |  | Unknown - Material Unknown | [9 empty] | Unknown - Material Unknown | [8 empty] | Unknown | Don't Know | Don't Know |  |  | Unknown | Unknown |  | Tier 4
1461010 | 03060A103102AR | 51 | HUTTWIL DR | Madison |  |  | Unknown - Material Unknown | [9 empty] | Unknown - Material Unknown | [8 empty] | Unknown | Don't Know | Don't Know |  |  | Unknown | Unknown |  | Tier 4
1461010 | 03060A103102AS | 53 | HUTTWIL DR | Madison |  |  | Unknown - Material Unknown | [9 empty] | Unknown - Material Unknown | [8 empty] | Unknown | Don't Know | Don't Know |  |  | Unknown | Unknown |  | Tier 4
1461010 | 03060A103102AT | 55 | HUTTWIL DR | Madison |  |  | Unknown - Material Unknown | [9 empty] | Unknown - Material Unknown | [8 empty] | Unknown | Don't Know | Don't Know |  |  | Unknown | Unknown |  | Tier 4
1461010 | 03060A103102AU | 60 | HUTTWIL DR | Madison |  |  | Unknown - Material Unknown | [9 empty] | Unknown - Material Unknown | [8 empty] | Unknown | Don't Know | Don't Know |  |  | Unknown | Unknown |  | Tier 4
1461010 | 03060A103102AV | 62 | HUTTWIL DR | Madison |  |  | Unknown - Material Unknown | [9 empty] | Unknown - Material Unknown | [8 empty] | Unknown | Don't Know | Don't Know |  |  | Unknown | Unknown |  | Tier 4
1461010 | 03060A103102AW | 61 | HUTTWIL DR | Madison |  |  | Unknown - Material Unknown | [9 empty] | Unknown - Material Unknown | [8 empty] | Unknown | Don't Know | Don't Know |  |  | Unknown | Unknown |  | Tier 4
1461010 | 03060A103102AX | 63 | HUTTWIL DR | Madison |  |  | Unknown - Material Unknown | [9 empty] | Unknown - Material Unknown | [8 empty] | Unknown | Don't Know | Don't Know |  |  | Unknown | Unknown |  | Tier 4
1461010 | 03060A103102AY | 6 | HUTTWIL DR | Madison |  |  | Unknown - Material Unknown | [9 empty] | Unknown - Material Unknown | [8 empty] | Unknown | Don't Know | Don't Know |  |  | Unknown | Unknown |  | Tier 4
1461010 | 03060A104102AA | 24 | INTERLAKEN CIR | Madison |  |  | Unknown - Material Unknown | [9 empty] | Unknown - Material Unknown | [8 empty] | Unknown | Don't Know | Don't Know |  |  | Unknown | Unknown |  | Tier 4
1461010 | 03060A104102AB | 28 | INTERLAKEN CIR | Madison |  |  | Unknown - Material Unknown | [9 empty] | Unknown - Material Unknown | [8 empty] | Unknown | Don't Know | Don't Know |  |  | Unknown | Unknown |  | Tier 4
1461010 | 03060A104102AC | 29 | INTERLAKEN CIR | Madison |  |  | Unknown - Material Unknown | [9 empty] | Unknown - Material Unknown | [8 empty] | Unknown | Don't Know | Don't Know |  |  | Unknown | Unknown |  | Tier 4
1461010 | 03060A104102AD | 31 | INTERLAKEN CIR | Madison |  |  | Unknown - Material Unknown | [9 empty] | Unknown - Material Unknown | [8 empty] | Unknown | Don't Know | Don't Know |  |  | Unknown | Unknown |  | Tier 4
1461010 | 03060A104102AE | 32 | INTERLAKEN CIR | Madison |  |  | Unknown - Material Unknown | [9 empty] | Unknown - Material Unknown | [8 empty] | Unknown | Don't Know | Don't Know |  |  | Unknown | Unknown |  | Tier 4
1461010 | 03060A104102AF | 33 | INTERLAKEN CIR | Madison |  |  | Unknown - Material Unknown | [9 empty] | Unknown - Material Unknown | [8 empty] | Unknown | Don't Know | Don't Know |  |  | Unknown | Unknown |  | Tier 4
1461010 | 03060A104102AG | 35 | INTERLAKEN CIR | Madison |  |  | Unknown - Material Unknown | [9 empty] | Unknown - Material Unknown | [8 empty] | Unknown | Don't Know | Don't Know |  |  | Unknown | Unknown |  | Tier 4
1461010 | 03060A104102AH | 36 | INTERLAKEN CIR | Madison |  |  | Unknown - Material Unknown | [9 empty] | Unknown - Material Unknown | [8 empty] | Unknown | Don't Know | Don't Know |  |  | Unknown | Unknown |  | Tier 4
1461010 | 03060A104102AI | 37 | INTERLAKEN CIR | Madison |  |  | Unknown - Material Unknown | [9 empty] | Unknown - Material Unknown | [8 empty] | Unknown | Don't Know | Don't Know |  |  | Unknown | Unknown |  | Tier 4
1461010 | 03060A104102AK | 6 | INTERLAKEN CIR | Madison |  |  | Unknown - Material Unknown | [9 empty] | Unknown - Material Unknown | [8 empty] | Unknown | Don't Know | Don't Know |  |  | Unknown | Unknown |  | Tier 4
1461010 | 03060A104102AL | 7 | INTERLAKEN CIR | Madison |  |  | Unknown - Material Unknown | [9 empty] | Unknown - Material Unknown | [8 empty] | Unknown | Don't Know | Don't Know |  |  | Unknown | Unknown |  | Tier 4
1461010 | 03060A104102AM | 9 | INTERLAKEN CIR | Madison |  |  | Unknown - Material Unknown | [9 empty] | Unknown - Material Unknown | [8 empty] | Unknown | Don't Know | Don't Know |  |  | Unknown | Unknown |  | Tier 4
1461010 | 03060A104102AN | 10 | INTERLAKEN CIR | Madison |  |  | Unknown - Material Unknown | [9 empty] | Unknown - Material Unknown | [8 empty] | Unknown | Don't Know | Don't Know |  |  | Unknown | Unknown |  | Tier 4
1461010 | 03060A104102AO | 11 | INTERLAKEN CIR | Madison |  |  | Unknown - Material Unknown | [9 empty] | Unknown - Material Unknown | [8 empty] | Unknown | Don't Know | Don't Know |  |  | Unknown | Unknown |  | Tier 4
1461010 | 03060A104102AP | 12 | INTERLAKEN CIR | Madison |  |  | Unknown - Material Unknown | [9 empty] | Unknown - Material Unknown | [8 empty] | Unknown | Don't Know | Don't Know |  |  | Unknown | Unknown |  | Tier 4
1461010 | 03060A104102AQ | 13 | INTERLAKEN CIR | Madison |  |  | Unknown - Material Unknown | [9 empty] | Unknown - Material Unknown | [8 empty] | Unknown | Don't Know | Don't Know |  |  | Unknown | Unknown |  | Tier 4
1461010 | 03060A104102AR | 15 | INTERLAKEN CIR | Madison |  |  | Unknown - Material Unknown | [9 empty] | Unknown - Material Unknown | [8 empty] | Unknown | Don't Know | Don't Know |  |  | Unknown | Unknown |  | Tier 4
1461010 | 03060A105102AA | 4 | ISLAND DR | Madison |  |  | Unknown - Material Unknown | [9 empty] | Unknown - Material Unknown | [8 empty] | Unknown | Don't Know | Don't Know |  |  | Unknown | Unknown |  | Tier 4
1461010 | 03060A105102AB | 5 | ISLAND DR | Madison |  |  | Unknown - Material Unknown | [9 empty] | Unknown - Material Unknown | [8 empty] | Unknown | Don't Know | Don't Know |  |  | Unknown | Unknown |  | Tier 4
1461010 | 03060A105102AC | 12 | ISLAND DR | Madison |  |  | Unknown - Material Unknown | [9 empty] | Unknown - Material Unknown | [8 empty] | Unknown | Don't Know | Don't Know |  |  | Unknown | Unknown |  | Tier 4
1461010 | 03060A105102AD | 11 | ISLAND DR | Madison |  |  | Unknown - Material Unknown | [9 empty] | Unknown - Material Unknown | [8 empty] | Unknown | Don't Know | Don't Know |  |  | Unknown | Unknown |  | Tier 4
1461010 | 03060A105102AE | 13 | ISLAND DR | Madison |  |  | Unknown - Material Unknown | [9 empty] | Unknown - Material Unknown | [8 empty] | Unknown | Don't Know | Don't Know |  |  | Unknown | Unknown |  | Tier 4
1461010 | 03060A105102AF | 16 | ISLAND DR | Madison |  |  | Unknown - Material Unknown | [9 empty] | Unknown - Material Unknown | [8 empty] | Unknown | Don't Know | Don't Know |  |  | Unknown | Unknown |  | Tier 4
1461010 | 03060A105102AG | 15 | ISLAND DR | Madison |  |  | Unknown - Material Unknown | [9 empty] | Unknown - Material Unknown | [8 empty] | Unknown | Don't Know | Don't Know |  |  | Unknown | Unknown |  | Tier 4
1461010 | 03060A105102AJ | 21 | ISLAND DR | Madison |  |  | Unknown - Material Unknown | [9 empty] | Unknown - Material Unknown | [8 empty] | Unknown | Don't Know | Don't Know |  |  | Unknown | Unknown |  | Tier 4
1461010 | 03060A110102AA | 1 | JUNGFRAU RD | Madison |  |  | Unknown - Material Unknown | [9 empty] | Unknown - Material Unknown | [8 empty] | Unknown | Don't Know | Don't Know |  |  | Unknown | Unknown |  | Tier 4
1461010 | 03060A110102AB | 3 | JUNGFRAU RD | Madison |  |  | Unknown - Material Unknown | [9 empty] | Unknown - Material Unknown | [8 empty] | Unknown | Don't Know | Don't Know |  |  | Unknown | Unknown |  | Tier 4
1461010 | 03060A110102AC | 4 | JUNGFRAU RD | Madison |  |  | Unknown - Material Unknown | [9 empty] | Unknown - Material Unknown | [8 empty] | Unknown | Don't Know | Don't Know |  |  | Unknown | Unknown |  | Tier 4
1461010 | 03060A110102AD | 10 | JUNGFRAU RD | Madison |  |  | Unknown - Material Unknown | [9 empty] | Unknown - Material Unknown | [8 empty] | Unknown | Don't Know | Don't Know |  |  | Unknown | Unknown |  | Tier 4
1461010 | 03060A110102AE | 14 | JUNGFRAU RD | Madison |  |  | Unknown - Material Unknown | [9 empty] | Unknown - Material Unknown | [8 empty] | Unknown | Don't Know | Don't Know |  |  | Unknown | Unknown |  | Tier 4
1461010 | 03060A110102AF | 15 | JUNGFRAU RD | Madison |  |  | Unknown - Material Unknown | [9 empty] | Unknown - Material Unknown | [8 empty] | Unknown | Don't Know | Don't Know |  |  | Unknown | Unknown |  | Tier 4
1461010 | 03060A110102AG | 18 | JUNGFRAU RD | Madison |  |  | Unknown - Material Unknown | [9 empty] | Unknown - Material Unknown | [8 empty] | Unknown | Don't Know | Don't Know |  |  | Unknown | Unknown |  | Tier 4
1461010 | 03060A110102AH | 19 | JUNGFRAU RD | Madison |  |  | Unknown - Material Unknown | [9 empty] | Unknown - Material Unknown | [8 empty] | Unknown | Don't Know | Don't Know |  |  | Unknown | Unknown |  | Tier 4
1461010 | 03060A110102AI | 22 | JUNGFRAU RD | Madison |  |  | Unknown - Material Unknown | [9 empty] | Unknown - Material Unknown | [8 empty] | Unknown | Don't Know | Don't Know |  |  | Unknown | Unknown |  | Tier 4
1461010 | 03060A110102AJ | 21 | JUNGFRAU RD | Madison |  |  | Unknown - Material Unknown | [9 empty] | Unknown - Material Unknown | [8 empty] | Unknown | Don't Know | Don't Know |  |  | Unknown | Unknown |  | Tier 4
1461010 | 03060A110102AK | 24 | JUNGFRAU RD | Madison |  |  | Unknown - Material Unknown | [9 empty] | Unknown - Material Unknown | [8 empty] | Unknown | Don't Know | Don't Know |  |  | Unknown | Unknown |  | Tier 4
1461010 | 03060A110102AL | 16A | JUNGFRAU RD | Madison |  |  | Unknown - Material Unknown | [9 empty] | Unknown - Material Unknown | [8 empty] | Unknown | Don't Know | Don't Know |  |  | Unknown | Unknown |  | Tier 4
1461010 | 03060A110102AM | 2 | JUNGFRAU RD | Madison |  |  | Unknown - Material Unknown | [9 empty] | Unknown - Material Unknown | [8 empty] | Unknown | Don't Know | Don't Know |  |  | Unknown | Unknown |  | Tier 4
1461010 | 03060A113102AA | 7 | KLAUSEN RD | Madison |  |  | Unknown - Material Unknown | [9 empty] | Unknown - Material Unknown | [8 empty] | Unknown | Don't Know | Don't Know |  |  | Unknown | Unknown |  | Tier 4
1461010 | 03060A113102AB | 9 | KLAUSEN RD | Madison |  |  | Unknown - Material Unknown | [9 empty] | Unknown - Material Unknown | [8 empty] | Unknown | Don't Know | Don't Know |  |  | Unknown | Unknown |  | Tier 4
1461010 | 03060A113102AC | 11 | KLAUSEN RD | Madison |  |  | Unknown - Material Unknown | [9 empty] | Unknown - Material Unknown | [8 empty] | Unknown | Don't Know | Don't Know |  |  | Unknown | Unknown |  | Tier 4
1461010 | 03060A113102AD | 17 | KLAUSEN RD | Madison |  |  | Unknown - Material Unknown | [9 empty] | Unknown - Material Unknown | [8 empty] | Unknown | Don't Know | Don't Know |  |  | Unknown | Unknown |  | Tier 4
1461010 | 03060A113102AE | 21 | KLAUSEN RD | Madison |  |  | Unknown - Material Unknown | [9 empty] | Unknown - Material Unknown | [8 empty] | Unknown | Don't Know | Don't Know |  |  | Unknown | Unknown |  | Tier 4
1461010 | 03060A115102AA | 3 | KONSTANZ PL | Madison |  |  | Unknown - Material Unknown | [9 empty] | Unknown - Material Unknown | [8 empty] | Unknown | Don't Know | Don't Know |  |  | Unknown | Unknown |  | Tier 4
1461010 | 03060A115102AB | 2 | KONSTANZ PL | Madison |  |  | Unknown - Material Unknown | [9 empty] | Unknown - Material Unknown | [8 empty] | Unknown | Don't Know | Don't Know |  |  | Unknown | Unknown |  | Tier 4
1461010 | 03060A117102AA | 3 | LAKEVIEW DR | Madison |  |  | Unknown - Material Unknown | [9 empty] | Unknown - Material Unknown | [8 empty] | Unknown | Don't Know | Don't Know |  |  | Unknown | Unknown |  | Tier 4
1461010 | 03060A117102AB | 5 | LAKEVIEW DR | Madison |  |  | Unknown - Material Unknown | [9 empty] | Unknown - Material Unknown | [8 empty] | Unknown | Don't Know | Don't Know |  |  | Unknown | Unknown |  | Tier 4
1461010 | 03060A117102AC | 6 | LAKEVIEW DR | Madison |  |  | Unknown - Material Unknown | [9 empty] | Unknown - Material Unknown | [8 empty] | Unknown | Don't Know | Don't Know |  |  | Unknown | Unknown |  | Tier 4
1461010 | 03060A117102AD | 7 | LAKEVIEW DR | Madison |  |  | Unknown - Material Unknown | [9 empty] | Unknown - Material Unknown | [8 empty] | Unknown | Don't Know | Don't Know |  |  | Unknown | Unknown |  | Tier 4
1461010 | 03060A125102AA | 1 | LITTLE LOOP RD | Madison |  |  | Unknown - Material Unknown | [9 empty] | Unknown - Material Unknown | [8 empty] | Unknown | Don't Know | Don't Know |  |  | Unknown | Unknown |  | Tier 4
1461010 | 03060A125102AB | 2 | LITTLE LOOP RD | Madison |  |  | Unknown - Material Unknown | [9 empty] | Unknown - Material Unknown | [8 empty] | Unknown | Don't Know | Don't Know |  |  | Unknown | Unknown |  | Tier 4
1461010 | 03060A125102AC | 3 | LITTLE LOOP RD | Madison |  |  | Unknown - Material Unknown | [9 empty] | Unknown - Material Unknown | [8 empty] | Unknown | Don't Know | Don't Know |  |  | Unknown | Unknown |  | Tier 4
1461010 | 03060A125102AD | 4 | LITTLE LOOP RD | Madison |  |  | Unknown - Material Unknown | [9 empty] | Unknown - Material Unknown | [8 empty] | Unknown | Don't Know | Don't Know |  |  | Unknown | Unknown |  | Tier 4
1461010 | 03060A125102AE | 6 | LITTLE LOOP RD | Madison |  |  | Unknown - Material Unknown | [9 empty] | Unknown - Material Unknown | [8 empty] | Unknown | Don't Know | Don't Know |  |  | Unknown | Unknown |  | Tier 4
1461010 | 03060A125102AF | 8 | LITTLE LOOP RD | Madison |  |  | Unknown - Material Unknown | [9 empty] | Unknown - Material Unknown | [8 empty] | Unknown | Don't Know | Don't Know |  |  | Unknown | Unknown |  | Tier 4
1461010 | 03060A125102AG | 7 | LITTLE LOOP RD | Madison |  |  | Unknown - Material Unknown | [9 empty] | Unknown - Material Unknown | [8 empty] | Unknown | Don't Know | Don't Know |  |  | Unknown | Unknown |  | Tier 4
1461010 | 03060A125102AH | 10 | LITTLE LOOP RD | Madison |  |  | Unknown - Material Unknown | [9 empty] | Unknown - Material Unknown | [8 empty] | Unknown | Don't Know | Don't Know |  |  | Unknown | Unknown |  | Tier 4
1461010 | 03060A125102AI | 13 | LITTLE LOOP RD | Madison |  |  | Unknown - Material Unknown | [9 empty] | Unknown - Material Unknown | [8 empty] | Unknown | Don't Know | Don't Know |  |  | Unknown | Unknown |  | Tier 4
1461010 | 03060A125102AJ | 16 | LITTLE LOOP RD | Madison |  |  | Unknown - Material Unknown | [9 empty] | Unknown - Material Unknown | [8 empty] | Unknown | Don't Know | Don't Know |  |  | Unknown | Unknown |  | Tier 4
1461010 | 03060A125102AK | 18 | LITTLE LOOP RD | Madison |  |  | Unknown - Material Unknown | [9 empty] | Unknown - Material Unknown | [8 empty] | Unknown | Don't Know | Don't Know |  |  | Unknown | Unknown |  | Tier 4
1461010 | 03060A125102AL | 23 | LITTLE LOOP RD | Madison |  |  | Unknown - Material Unknown | [9 empty] | Unknown - Material Unknown | [8 empty] | Unknown | Don't Know | Don't Know |  |  | Unknown | Unknown |  | Tier 4
1461010 | 03060A125102AM | 26 | LITTLE LOOP RD | Madison |  |  | Unknown - Material Unknown | [9 empty] | Unknown - Material Unknown | [8 empty] | Unknown | Don't Know | Don't Know |  |  | Unknown | Unknown |  | Tier 4
1461010 | 03060A126102AA | 3 | LITTLE SHORE DR | Madison |  |  | Unknown - Material Unknown | [9 empty] | Unknown - Material Unknown | [8 empty] | Unknown | Don't Know | Don't Know |  |  | Unknown | Unknown |  | Tier 4
1461010 | 03060A126102AB | 4 | LITTLE SHORE DR | Madison |  |  | Unknown - Material Unknown | [9 empty] | Unknown - Material Unknown | [8 empty] | Unknown | Don't Know | Don't Know |  |  | Unknown | Unknown |  | Tier 4
1461010 | 03060A126102AC | 5 | LITTLE SHORE DR | Madison |  |  | Unknown - Material Unknown | [9 empty] | Unknown - Material Unknown | [8 empty] | Unknown | Don't Know | Don't Know |  |  | Unknown | Unknown |  | Tier 4
1461010 | 03060A126102AD | 7 | LITTLE SHORE DR | Madison |  |  | Unknown - Material Unknown | [9 empty] | Unknown - Material Unknown | [8 empty] | Unknown | Don't Know | Don't Know |  |  | Unknown | Unknown |  | Tier 4
1461010 | 03060A126102AE | 8 | LITTLE SHORE DR | Madison |  |  | Unknown - Material Unknown | [9 empty] | Unknown - Material Unknown | [8 empty] | Unknown | Don't Know | Don't Know |  |  | Unknown | Unknown |  | Tier 4
1461010 | 03060A126102AF | 12 | LITTLE SHORE DR | Madison |  |  | Unknown - Material Unknown | [9 empty] | Unknown - Material Unknown | [8 empty] | Unknown | Don't Know | Don't Know |  |  | Unknown | Unknown |  | Tier 4
1461010 | 03060A126102AG | 13 | LITTLE SHORE DR | Madison |  |  | Unknown - Material Unknown | [9 empty] | Unknown - Material Unknown | [8 empty] | Unknown | Don't Know | Don't Know |  |  | Unknown | Unknown |  | Tier 4
1461010 | 03060A126102AH | 14 | LITTLE SHORE DR | Madison |  |  | Unknown - Material Unknown | [9 empty] | Unknown - Material Unknown | [8 empty] | Unknown | Don't Know | Don't Know |  |  | Unknown | Unknown |  | Tier 4
1461010 | 03060A126102AI | 15 | LITTLE SHORE DR | Madison |  |  | Unknown - Material Unknown | [9 empty] | Unknown - Material Unknown | [8 empty] | Unknown | Don't Know | Don't Know |  |  | Unknown | Unknown |  | Tier 4
1461010 | 03060A126102AJ | 16 | LITTLE SHORE DR | Madison |  |  | Unknown - Material Unknown | [9 empty] | Unknown - Material Unknown | [8 empty] | Unknown | Don't Know | Don't Know |  |  | Unknown | Unknown |  | Tier 4
1461010 | 03060A126102AK | 17 | LITTLE SHORE DR | Madison |  |  | Unknown - Material Unknown | [9 empty] | Unknown - Material Unknown | [8 empty] | Unknown | Don't Know | Don't Know |  |  | Unknown | Unknown |  | Tier 4
1461010 | 03060A126102AL | 21 | LITTLE SHORE DR | Madison |  |  | Unknown - Material Unknown | [9 empty] | Unknown - Material Unknown | [8 empty] | Unknown | Don't Know | Don't Know |  |  | Unknown | Unknown |  | Tier 4
1461010 | 03060A126102AM | 22 | LITTLE SHORE DR | Madison |  |  | Unknown - Material Unknown | [9 empty] | Unknown - Material Unknown | [8 empty] | Unknown | Don't Know | Don't Know |  |  | Unknown | Unknown |  | Tier 4
1461010 | 03060A126102AN | 23 | LITTLE SHORE DR | Madison |  |  | Unknown - Material Unknown | [9 empty] | Unknown - Material Unknown | [8 empty] | Unknown | Don't Know | Don't Know |  |  | Unknown | Unknown |  | Tier 4
1461010 | 03060A126102AO | 26 | LITTLE SHORE DR | Madison |  |  | Unknown - Material Unknown | [9 empty] | Unknown - Material Unknown | [8 empty] | Unknown | Don't Know | Don't Know |  |  | Unknown | Unknown |  | Tier 4
1461010 | 03060A126102AP | 29 | LITTLE SHORE DR | Madison |  |  | Unknown - Material Unknown | [9 empty] | Unknown - Material Unknown | [8 empty] | Unknown | Don't Know | Don't Know |  |  | Unknown | Unknown |  | Tier 4
1461010 | 03060A126102AQ | 33 | LITTLE SHORE DR | Madison |  |  | Unknown - Material Unknown | [9 empty] | Unknown - Material Unknown | [8 empty] | Unknown | Don't Know | Don't Know |  |  | Unknown | Unknown |  | Tier 4
1461010 | 03060A126102AR | 43 | LITTLE SHORE DR | Madison |  |  | Unknown - Material Unknown | [9 empty] | Unknown - Material Unknown | [8 empty] | Unknown | Don't Know | Don't Know |  |  | Unknown | Unknown |  | Tier 4
1461010 | 03060A126102AS | 48 | LITTLE SHORE DR | Madison |  |  | Unknown - Material Unknown | [9 empty] | Unknown - Material Unknown | [8 empty] | Unknown | Don't Know | Don't Know |  |  | Unknown | Unknown |  | Tier 4
1461010 | 03060A126102AT | 49 | LITTLE SHORE DR | Madison |  |  | Unknown - Material Unknown | [9 empty] | Unknown - Material Unknown | [8 empty] | Unknown | Don't Know | Don't Know |  |  | Unknown | Unknown |  | Tier 4
1461010 | 03060A126102AU | 51 | LITTLE SHORE DR | Madison |  |  | Unknown - Material Unknown | [9 empty] | Unknown - Material Unknown | [8 empty] | Unknown | Don't Know | Don't Know |  |  | Unknown | Unknown |  | Tier 4
1461010 | 03060A126102AV | 53 | LITTLE SHORE DR | Madison |  |  | Unknown - Material Unknown | [9 empty] | Unknown - Material Unknown | [8 empty] | Unknown | Don't Know | Don't Know |  |  | Unknown | Unknown |  | Tier 4
1461010 | 03060A126102AW | 55 | LITTLE SHORE DR | Madison |  |  | Unknown - Material Unknown | [9 empty] | Unknown - Material Unknown | [8 empty] | Unknown | Don't Know | Don't Know |  |  | Unknown | Unknown |  | Tier 4
1461010 | 03060A129102AD | 5 | LUCERNE DR | Madison |  |  | Unknown - Material Unknown | [9 empty] | Unknown - Material Unknown | [8 empty] | Unknown | Don't Know | Don't Know |  |  | Unknown | Unknown |  | Tier 4
1461010 | 03060A130102AA | 2 | LUGANO RD | Madison |  |  | Unknown - Material Unknown | [9 empty] | Unknown - Material Unknown | [8 empty] | Unknown | Don't Know | Don't Know |  |  | Unknown | Unknown |  | Tier 4
1461010 | 03060A129102AA | 18 | LUCERNE DR | Madison |  |  | Unknown - Material Unknown | [9 empty] | Unknown - Material Unknown | [8 empty] | Unknown | Don't Know | Don't Know |  |  | Unknown | Unknown |  | Tier 4
1461010 | 03060A129102AB | 13 | LUCERNE DR | Madison |  |  | Unknown - Material Unknown | [9 empty] | Unknown - Material Unknown | [8 empty] | Unknown | Don't Know | Don't Know |  |  | Unknown | Unknown |  | Tier 4
1461010 | 03060A129102AC | 8 | LUCERNE DR | Madison |  |  | Unknown - Material Unknown | [9 empty] | Unknown - Material Unknown | [8 empty] | Unknown | Don't Know | Don't Know |  |  | Unknown | Unknown |  | Tier 4
1461010 | 03060A130102AB | 1 | LUGANO RD | Madison |  |  | Unknown - Material Unknown | [9 empty] | Unknown - Material Unknown | [8 empty] | Unknown | Don't Know | Don't Know |  |  | Unknown | Unknown |  | Tier 4
1461010 | 03060A130102AC | 3 | LUGANO RD | Madison |  |  | Unknown - Material Unknown | [9 empty] | Unknown - Material Unknown | [8 empty] | Unknown | Don't Know | Don't Know |  |  | Unknown | Unknown |  | Tier 4
1461010 | 03060A130102AD | 6 | LUGANO RD | Madison |  |  | Unknown - Material Unknown | [9 empty] | Unknown - Material Unknown | [8 empty] | Unknown | Don't Know | Don't Know |  |  | Unknown | Unknown |  | Tier 4
1461010 | 03060A130102AE | 5 | LUGANO RD | Madison |  |  | Unknown - Material Unknown | [9 empty] | Unknown - Material Unknown | [8 empty] | Unknown | Don't Know | Don't Know |  |  | Unknown | Unknown |  | Tier 4
1461010 | 03060A141102AA | 2 | MIDDLE SHORE DR | Madison |  |  | Unknown - Material Unknown | [9 empty] | Unknown - Material Unknown | [8 empty] | Unknown | Don't Know | Don't Know |  |  | Unknown | Unknown |  | Tier 4
1461010 | 03060A141102AB | 3 | MIDDLE SHORE DR | Madison |  |  | Unknown - Material Unknown | [9 empty] | Unknown - Material Unknown | [8 empty] | Unknown | Don't Know | Don't Know |  |  | Unknown | Unknown |  | Tier 4
1461010 | 03060A141102AC | 4 | MIDDLE SHORE DR | Madison |  |  | Unknown - Material Unknown | [9 empty] | Unknown - Material Unknown | [8 empty] | Unknown | Don't Know | Don't Know |  |  | Unknown | Unknown |  | Tier 4
1461010 | 03060A141102AD | 6 | MIDDLE SHORE DR | Madison |  |  | Unknown - Material Unknown | [9 empty] | Unknown - Material Unknown | [8 empty] | Unknown | Don't Know | Don't Know |  |  | Unknown | Unknown |  | Tier 4
1461010 | 03060A141102AE | 5 | MIDDLE SHORE DR | Madison |  |  | Unknown - Material Unknown | [9 empty] | Unknown - Material Unknown | [8 empty] | Unknown | Don't Know | Don't Know |  |  | Unknown | Unknown |  | Tier 4
1461010 | 03060A141102AF | 7 | MIDDLE SHORE DR | Madison |  |  | Unknown - Material Unknown | [9 empty] | Unknown - Material Unknown | [8 empty] | Unknown | Don't Know | Don't Know |  |  | Unknown | Unknown |  | Tier 4
1461010 | 03060A141102AG | 8 | MIDDLE SHORE DR | Madison |  |  | Unknown - Material Unknown | [9 empty] | Unknown - Material Unknown | [8 empty] | Unknown | Don't Know | Don't Know |  |  | Unknown | Unknown |  | Tier 4
1461010 | 03060A141102AH | 10 | MIDDLE SHORE DR | Madison |  |  | Unknown - Material Unknown | [9 empty] | Unknown - Material Unknown | [8 empty] | Unknown | Don't Know | Don't Know |  |  | Unknown | Unknown |  | Tier 4
1461010 | 03060A141102AI | 19 | MIDDLE SHORE DR | Madison |  |  | Unknown - Material Unknown | [9 empty] | Unknown - Material Unknown | [8 empty] | Unknown | Don't Know | Don't Know |  |  | Unknown | Unknown |  | Tier 4
1461010 | 03060A141102AJ | 22 | MIDDLE SHORE DR | Madison |  |  | Unknown - Material Unknown | [9 empty] | Unknown - Material Unknown | [8 empty] | Unknown | Don't Know | Don't Know |  |  | Unknown | Unknown |  | Tier 4
1461010 | 03060A141102AK | 23 | MIDDLE SHORE DR | Madison |  |  | Unknown - Material Unknown | [9 empty] | Unknown - Material Unknown | [8 empty] | Unknown | Don't Know | Don't Know |  |  | Unknown | Unknown |  | Tier 4
1461010 | 03060A141102AL | 26 | MIDDLE SHORE DR | Madison |  |  | Unknown - Material Unknown | [9 empty] | Unknown - Material Unknown | [8 empty] | Unknown | Don't Know | Don't Know |  |  | Unknown | Unknown |  | Tier 4
1461010 | 03060A141102AM | 27 | MIDDLE SHORE DR | Madison |  |  | Unknown - Material Unknown | [9 empty] | Unknown - Material Unknown | [8 empty] | Unknown | Don't Know | Don't Know |  |  | Unknown | Unknown |  | Tier 4
1461010 | 03060A141102AN | 30 | MIDDLE SHORE DR | Madison |  |  | Unknown - Material Unknown | [9 empty] | Unknown - Material Unknown | [8 empty] | Unknown | Don't Know | Don't Know |  |  | Unknown | Unknown |  | Tier 4
1461010 | 03060A141102AO | 31 | MIDDLE SHORE DR | Madison |  |  | Unknown - Material Unknown | [9 empty] | Unknown - Material Unknown | [8 empty] | Unknown | Don't Know | Don't Know |  |  | Unknown | Unknown |  | Tier 4
1461010 | 03060A141102AP | 32 | MIDDLE SHORE DR | Madison |  |  | Unknown - Material Unknown | [9 empty] | Unknown - Material Unknown | [8 empty] | Unknown | Don't Know | Don't Know |  |  | Unknown | Unknown |  | Tier 4
1461010 | 03060A141102AQ | 33 | MIDDLE SHORE DR | Madison |  |  | Unknown - Material Unknown | [9 empty] | Unknown - Material Unknown | [8 empty] | Unknown | Don't Know | Don't Know |  |  | Unknown | Unknown |  | Tier 4
1461010 | 03060A141102AR | 28 | MIDDLE SHORE DR | Madison |  |  | Unknown - Material Unknown | [9 empty] | Unknown - Material Unknown | [8 empty] | Unknown | Don't Know | Don't Know |  |  | Unknown | Unknown |  | Tier 4
1461010 | 03060A152102AA | 97 | OAK RIDGE RD | Madison |  |  | Unknown - Material Unknown | [9 empty] | Unknown - Material Unknown | [8 empty] | Unknown | Don't Know | Don't Know |  |  | Unknown | Unknown |  | Tier 4
1461010 | 03060A152102AB | 1 | OAK RIDGE RD | Madison |  |  | Unknown - Material Unknown | [9 empty] | Unknown - Material Unknown | [8 empty] | Unknown | Don't Know | Don't Know |  |  | Unknown | Unknown |  | Tier 4
1461010 | 03060A152102AC | 2 | OAK RIDGE RD | Madison |  |  | Unknown - Material Unknown | [9 empty] | Unknown - Material Unknown | [8 empty] | Unknown | Don't Know | Don't Know |  |  | Unknown | Unknown |  | Tier 4
1461010 | 03060A152102AD | 4 | OAK RIDGE RD | Madison |  |  | Unknown - Material Unknown | [9 empty] | Unknown - Material Unknown | [8 empty] | Unknown | Don't Know | Don't Know |  |  | Unknown | Unknown | Current | Tier 4
1461010 | 03060A152102AE | 5 | OAK RIDGE RD | Madison |  |  | Unknown - Material Unknown | [9 empty] | Unknown - Material Unknown | [8 empty] | Unknown | Don't Know | Don't Know |  |  | Unknown | Unknown |  | Tier 4
1461010 | 03060A152102AF | 6 | OAK RIDGE RD | Madison |  |  | Unknown - Material Unknown | [9 empty] | Unknown - Material Unknown | [8 empty] | Unknown | Don't Know | Don't Know |  |  | Unknown | Unknown |  | Tier 4
1461010 | 03060A152102AG | 7 | OAK RIDGE RD | Madison |  |  | Unknown - Material Unknown | [9 empty] | Unknown - Material Unknown | [8 empty] | Unknown | Don't Know | Don't Know |  |  | Unknown | Unknown | Current | Tier 4
1461010 | 03060A152102AH | 9 | OAK RIDGE RD | Madison |  |  | Unknown - Material Unknown | [9 empty] | Unknown - Material Unknown | [8 empty] | Unknown | Don't Know | Don't Know |  |  | Unknown | Unknown |  | Tier 4
1461010 | 03060A152102AI | 13 | OAK RIDGE RD | Madison |  |  | Unknown - Material Unknown | [9 empty] | Unknown - Material Unknown | [8 empty] | Unknown | Don't Know | Don't Know |  |  | Unknown | Unknown |  | Tier 4
1461010 | 03060A152102AJ | 10 | OAK RIDGE RD | Madison |  |  | Unknown - Material Unknown | [9 empty] | Unknown - Material Unknown | [8 empty] | Unknown | Don't Know | Don't Know |  |  | Unknown | Unknown |  | Tier 4
1461010 | 03060A152102AK | 18 | OAK RIDGE RD | Madison |  |  | Unknown - Material Unknown | [9 empty] | Unknown - Material Unknown | [8 empty] | Unknown | Don't Know | Don't Know |  |  | Unknown | Unknown |  | Tier 4
1461010 | 03060A152102AL | 19 | OAK RIDGE RD | Madison |  |  | Unknown - Material Unknown | [9 empty] | Unknown - Material Unknown | [8 empty] | Unknown | Don't Know | Don't Know |  |  | Unknown | Unknown |  | Tier 4
1461010 | 03060A152102AM | 23 | OAK RIDGE RD | Madison |  |  | Unknown - Material Unknown | [9 empty] | Unknown - Material Unknown | [8 empty] | Unknown | Don't Know | Don't Know |  |  | Unknown | Unknown |  | Tier 4
1461010 | 03060A152102AN | 22 | OAK RIDGE RD | Madison |  |  | Unknown - Material Unknown | [9 empty] | Unknown - Material Unknown | [8 empty] | Unknown | Don't Know | Don't Know |  |  | Unknown | Unknown |  | Tier 4
1461010 | 03060A152102AO | 27 | OAK RIDGE RD | Madison |  |  | Unknown - Material Unknown | [9 empty] | Unknown - Material Unknown | [8 empty] | Unknown | Don't Know | Don't Know |  |  | Unknown | Unknown |  | Tier 4
1461010 | 03060A152102AP | 30 | OAK RIDGE RD | Madison |  |  | Unknown - Material Unknown | [9 empty] | Unknown - Material Unknown | [8 empty] | Unknown | Don't Know | Don't Know |  |  | Unknown | Unknown |  | Tier 4
1461010 | 03060A152102AQ | 32 | OAK RIDGE RD | Madison |  |  | Unknown - Material Unknown | [9 empty] | Unknown - Material Unknown | [8 empty] | Unknown | Don't Know | Don't Know |  |  | Unknown | Unknown |  | Tier 4
1461010 | 03060A152102AR | 34 | OAK RIDGE RD | Madison |  |  | Unknown - Material Unknown | [9 empty] | Unknown - Material Unknown | [8 empty] | Unknown | Don't Know | Don't Know |  |  | Unknown | Unknown |  | Tier 4
1461010 | 03060A152102AS | 36 | OAK RIDGE RD | Madison |  |  | Unknown - Material Unknown | [9 empty] | Unknown - Material Unknown | [8 empty] | Unknown | Don't Know | Don't Know |  |  | Unknown | Unknown |  | Tier 4
1461010 | 03060A152102AT | 37 | OAK RIDGE RD | Madison |  |  | Unknown - Material Unknown | [9 empty] | Unknown - Material Unknown | [8 empty] | Unknown | Don't Know | Don't Know |  |  | Unknown | Unknown |  | Tier 4
1461010 | 03060A152102AU | 40 | OAK RIDGE RD | Madison |  |  | Unknown - Material Unknown | [9 empty] | Unknown - Material Unknown | [8 empty] | Unknown | Don't Know | Don't Know |  |  | Unknown | Unknown |  | Tier 4
1461010 | 03060A152102AV | 42 | OAK RIDGE RD | Madison |  |  | Unknown - Material Unknown | [9 empty] | Unknown - Material Unknown | [8 empty] | Unknown | Don't Know | Don't Know |  |  | Unknown | Unknown |  | Tier 4
1461010 | 03060A152102AW | 43 | OAK RIDGE RD | Madison |  |  | Unknown - Material Unknown | [9 empty] | Unknown - Material Unknown | [8 empty] | Unknown | Don't Know | Don't Know |  |  | Unknown | Unknown |  | Tier 4
1461010 | 03060A152102AX | 44 | OAK RIDGE RD | Madison |  |  | Unknown - Material Unknown | [9 empty] | Unknown - Material Unknown | [8 empty] | Unknown | Don't Know | Don't Know |  |  | Unknown | Unknown |  | Tier 4
1461010 | 03060A152102AY | 46 | OAK RIDGE RD | Madison |  |  | Unknown - Material Unknown | [9 empty] | Unknown - Material Unknown | [8 empty] | Unknown | Don't Know | Don't Know |  |  | Unknown | Unknown |  | Tier 4
1461010 | 03060A152102AZ | 49 | OAK RIDGE RD | Madison |  |  | Unknown - Material Unknown | [9 empty] | Unknown - Material Unknown | [8 empty] | Unknown | Don't Know | Don't Know |  |  | Unknown | Unknown |  | Tier 4
1461010 | 03060A152102BA | 48 | OAK RIDGE RD | Madison |  |  | Unknown - Material Unknown | [9 empty] | Unknown - Material Unknown | [8 empty] | Unknown | Don't Know | Don't Know |  |  | Unknown | Unknown |  | Tier 4
1461010 | 03060A152102BB | 52 | OAK RIDGE RD | Madison |  |  | Unknown - Material Unknown | [9 empty] | Unknown - Material Unknown | [8 empty] | Unknown | Don't Know | Don't Know |  |  | Unknown | Unknown |  | Tier 4
1461010 | 03060A152102BC | 53 | OAK RIDGE RD | Madison |  |  | Unknown - Material Unknown | [9 empty] | Unknown - Material Unknown | [8 empty] | Unknown | Don't Know | Don't Know |  |  | Unknown | Unknown |  | Tier 4
1461010 | 03060A152102BD | 54 | OAK RIDGE RD | Madison |  |  | Unknown - Material Unknown | [9 empty] | Unknown - Material Unknown | [8 empty] | Unknown | Don't Know | Don't Know |  |  | Unknown | Unknown |  | Tier 4
1461010 | 03060A152102BE | 55 | OAK RIDGE RD | Madison |  |  | Unknown - Material Unknown | [9 empty] | Unknown - Material Unknown | [8 empty] | Unknown | Don't Know | Don't Know |  |  | Unknown | Unknown |  | Tier 4
1461010 | 03060A152102BF | 56 | OAK RIDGE RD | Madison |  |  | Unknown - Material Unknown | [9 empty] | Unknown - Material Unknown | [8 empty] | Unknown | Don't Know | Don't Know |  |  | Unknown | Unknown |  | Tier 4
1461010 | 03060A152102BG | 58 | OAK RIDGE RD | Madison |  |  | Unknown - Material Unknown | [9 empty] | Unknown - Material Unknown | [8 empty] | Unknown | Don't Know | Don't Know |  |  | Unknown | Unknown |  | Tier 4
1461010 | 03060A152102BH | 60 | OAK RIDGE RD | Madison |  |  | Unknown - Material Unknown | [9 empty] | Unknown - Material Unknown | [8 empty] | Unknown | Don't Know | Don't Know |  |  | Unknown | Unknown |  | Tier 4
1461010 | 03060A152102BI | 62 | OAK RIDGE RD | Madison |  |  | Unknown - Material Unknown | [9 empty] | Unknown - Material Unknown | [8 empty] | Unknown | Don't Know | Don't Know |  |  | Unknown | Unknown |  | Tier 4
1461010 | 03060A152102BJ | 59 | OAK RIDGE RD | Madison |  |  | Unknown - Material Unknown | [9 empty] | Unknown - Material Unknown | [8 empty] | Unknown | Don't Know | Don't Know |  |  | Unknown | Unknown |  | Tier 4
1461010 | 03060A152102BK | 64 | OAK RIDGE RD | Madison |  |  | Unknown - Material Unknown | [9 empty] | Unknown - Material Unknown | [8 empty] | Unknown | Don't Know | Don't Know |  |  | Unknown | Unknown |  | Tier 4
1461010 | 03060A152102BL | 80 | OAK RIDGE RD | Madison |  |  | Unknown - Material Unknown | [9 empty] | Unknown - Material Unknown | [8 empty] | Unknown | Don't Know | Don't Know |  |  | Unknown | Unknown |  | Tier 4
1461010 | 03060A152102BM | 78 | OAK RIDGE RD | Madison |  |  | Unknown - Material Unknown | [9 empty] | Unknown - Material Unknown | [8 empty] | Unknown | Don't Know | Don't Know |  |  | Unknown | Unknown | Current | Tier 4
1461010 | 03060A152102BN | 84 | OAK RIDGE RD | Madison |  |  | Unknown - Material Unknown | [9 empty] | Unknown - Material Unknown | [8 empty] | Unknown | Don't Know | Don't Know |  |  | Unknown | Unknown |  | Tier 4
1461010 | 03060A152102BO | 86 | OAK RIDGE RD | Madison |  |  | Unknown - Material Unknown | [9 empty] | Unknown - Material Unknown | [8 empty] | Unknown | Don't Know | Don't Know |  |  | Unknown | Unknown |  | Tier 4
1461010 | 03060A152102BP | 88 | OAK RIDGE RD | Madison |  |  | Unknown - Material Unknown | [9 empty] | Unknown - Material Unknown | [8 empty] | Unknown | Don't Know | Don't Know |  |  | Unknown | Unknown |  | Tier 4
1461010 | 03060A152102BQ | 87 | OAK RIDGE RD | Madison |  |  | Unknown - Material Unknown | [9 empty] | Unknown - Material Unknown | [8 empty] | Unknown | Don't Know | Don't Know |  |  | Unknown | Unknown |  | Tier 4
1461010 | 03060A152102BR | 98 | OAK RIDGE RD | Madison |  |  | Unknown - Material Unknown | [9 empty] | Unknown - Material Unknown | [8 empty] | Unknown | Don't Know | Don't Know |  |  | Unknown | Unknown |  | Tier 4
1461010 | 03060A152102BS | 99 | OAK RIDGE RD | Madison |  |  | Unknown - Material Unknown | [9 empty] | Unknown - Material Unknown | [8 empty] | Unknown | Don't Know | Don't Know |  |  | Unknown | Unknown |  | Tier 4
1461010 | 03060A152102BT | 100 | OAK RIDGE RD | Madison |  |  | Unknown - Material Unknown | [9 empty] | Unknown - Material Unknown | [8 empty] | Unknown | Don't Know | Don't Know |  |  | Unknown | Unknown |  | Tier 4
1461010 | 03060A152102BU | 38 | OAK RIDGE RD | Madison |  |  | Unknown - Material Unknown | [9 empty] | Unknown - Material Unknown | [8 empty] | Unknown | Don't Know | Don't Know |  |  | Unknown | Unknown |  | Tier 4
1461010 | 03060A152102BV | 19A | OAK RIDGE RD | Madison |  |  | Unknown - Material Unknown | [9 empty] | Unknown - Material Unknown | [8 empty] | Unknown | Don't Know | Don't Know |  |  | Unknown | Unknown |  | Tier 4
1461010 | 03060A152102BW | 54 | OAK RIDGE RD | Madison |  |  | Unknown - Material Unknown | [9 empty] | Unknown - Material Unknown | [8 empty] | Unknown | Don't Know | Don't Know |  |  | Unknown | Unknown |  | Tier 4
1461010 | 03060A166102AA | 5 | PORRIDGE SHORE DR | Madison |  |  | Unknown - Material Unknown | [9 empty] | Unknown - Material Unknown | [8 empty] | Unknown | Don't Know | Don't Know |  |  | Unknown | Unknown | Current | Tier 4
1461010 | 03060A166102AB | 9 | PORRIDGE SHORE DR | Madison |  |  | Unknown - Material Unknown | [9 empty] | Unknown - Material Unknown | [8 empty] | Unknown | Don't Know | Don't Know |  |  | Unknown | Unknown |  | Tier 4
1461010 | 03060A166102AC | 8 | PORRIDGE SHORE DR | Madison |  |  | Unknown - Material Unknown | [9 empty] | Unknown - Material Unknown | [8 empty] | Unknown | Don't Know | Don't Know |  |  | Unknown | Unknown |  | Tier 4
1461010 | 03060A166102AD | 10 | PORRIDGE SHORE DR | Madison |  |  | Unknown - Material Unknown | [9 empty] | Unknown - Material Unknown | [8 empty] | Unknown | Don't Know | Don't Know |  |  | Unknown | Unknown |  | Tier 4
1461010 | 03060A166102AE | 3 | PORRIDGE SHORE DR | Madison |  |  | Unknown - Material Unknown | [9 empty] | Unknown - Material Unknown | [8 empty] | Unknown | Don't Know | Don't Know |  |  | Unknown | Unknown |  | Tier 4
1461010 | 03060A166102AF | 2 | PORRIDGE SHORE DR | Madison |  |  | Unknown - Material Unknown | [9 empty] | Unknown - Material Unknown | [8 empty] | Unknown | Don't Know | Don't Know |  |  | Unknown | Unknown |  | Tier 4
1461010 | 03060A166102AG | 4 | PORRIDGE SHORE DR | Madison |  |  | Unknown - Material Unknown | [9 empty] | Unknown - Material Unknown | [8 empty] | Unknown | Don't Know | Don't Know |  |  | Unknown | Unknown |  | Tier 4
1461010 | 03060A167102AA | 3 | PORRIDGE VIEW PL | Madison |  |  | Unknown - Material Unknown | [9 empty] | Unknown - Material Unknown | [8 empty] | Unknown | Don't Know | Don't Know |  |  | Unknown | Unknown |  | Tier 4
1461010 | 03060A167102AB | 4 | PORRIDGE VIEW PL | Madison |  |  | Unknown - Material Unknown | [9 empty] | Unknown - Material Unknown | [8 empty] | Unknown | Don't Know | Don't Know |  |  | Unknown | Unknown |  | Tier 4
1461010 | 03060A169102AA | 1 | PRESIDENTIAL VIEW DR | Madison |  |  | Unknown - Material Unknown | [9 empty] | Unknown - Material Unknown | [8 empty] | Unknown | Don't Know | Don't Know |  |  | Unknown | Unknown |  | Tier 4
1461010 | 03060A169102AB | 6 | PRESIDENTIAL VIEW DR | Madison |  |  | Unknown - Material Unknown | [9 empty] | Unknown - Material Unknown | [8 empty] | Unknown | Don't Know | Don't Know |  |  | Unknown | Unknown |  | Tier 4
1461010 | 03060A169102AC | 9 | PRESIDENTIAL VIEW DR | Madison |  |  | Unknown - Material Unknown | [9 empty] | Unknown - Material Unknown | [8 empty] | Unknown | Don't Know | Don't Know |  |  | Unknown | Unknown |  | Tier 4
1461010 | 03060A169102AD | 13 | PRESIDENTIAL VIEW DR | Madison |  |  | Unknown - Material Unknown | [9 empty] | Unknown - Material Unknown | [8 empty] | Unknown | Don't Know | Don't Know |  |  | Unknown | Unknown |  | Tier 4
1461010 | 03060A169102AE | 15 | PRESIDENTIAL VIEW DR | Madison |  |  | Unknown - Material Unknown | [9 empty] | Unknown - Material Unknown | [8 empty] | Unknown | Don't Know | Don't Know |  |  | Unknown | Unknown |  | Tier 4
1461010 | 03060A169102AF | 4 | PRESIDENTIAL VIEW DR | Madison |  |  | Unknown - Material Unknown | [9 empty] | Unknown - Material Unknown | [8 empty] | Unknown | Don't Know | Don't Know |  |  | Unknown | Unknown |  | Tier 4
1461010 | 03060A172102AA | 10 | RAGGED COVE LN | Madison |  |  | Unknown - Material Unknown | [9 empty] | Unknown - Material Unknown | [8 empty] | Unknown | Don't Know | Don't Know |  |  | Unknown | Unknown |  | Tier 4
1461010 | 03060A172102AC | 60 | RAGGED COVE LN | Madison |  |  | Unknown - Material Unknown | [9 empty] | Unknown - Material Unknown | [8 empty] | Unknown | Don't Know | Don't Know |  |  | Unknown | Unknown |  | Tier 4
1461010 | 03060A174102AA | 2 | REINACH PL | Madison |  |  | Unknown - Material Unknown | [9 empty] | Unknown - Material Unknown | [8 empty] | Unknown | Don't Know | Don't Know |  |  | Unknown | Unknown |  | Tier 4
1461010 | 03060A174102AB | 5 | REINACH PL | Madison |  |  | Unknown - Material Unknown | [9 empty] | Unknown - Material Unknown | [8 empty] | Unknown | Don't Know | Don't Know |  |  | Unknown | Unknown |  | Tier 4
1461010 | 03060A174102AC | 20 | REINACH PL | Madison |  |  | Unknown - Material Unknown | [9 empty] | Unknown - Material Unknown | [8 empty] | Unknown | Don't Know | Don't Know |  |  | Unknown | Unknown |  | Tier 4
1461010 | 03060A174102AD | 9 | REINACH PL | Madison |  |  | Unknown - Material Unknown | [9 empty] | Unknown - Material Unknown | [8 empty] | Unknown | Don't Know | Don't Know |  |  | Unknown | Unknown |  | Tier 4
1461010 | 03060A174102AE | 3 | REINACH PL | Madison |  |  | Unknown - Material Unknown | [9 empty] | Unknown - Material Unknown | [8 empty] | Unknown | Don't Know | Don't Know |  |  | Unknown | Unknown |  | Tier 4
1461010 | 03060A179102AA | 5 | SAINT MORITZ DR | Madison |  |  | Unknown - Material Unknown | [9 empty] | Unknown - Material Unknown | [8 empty] | Unknown | Don't Know | Don't Know |  |  | Unknown | Unknown |  | Tier 4
1461010 | 03060A179102AB | 4 | SAINT MORITZ DR | Madison |  |  | Unknown - Material Unknown | [9 empty] | Unknown - Material Unknown | [8 empty] | Unknown | Don't Know | Don't Know |  |  | Unknown | Unknown |  | Tier 4
1461010 | 03060A179102AC | 7 | SAINT MORITZ DR | Madison |  |  | Unknown - Material Unknown | [9 empty] | Unknown - Material Unknown | [8 empty] | Unknown | Don't Know | Don't Know |  |  | Unknown | Unknown |  | Tier 4
1461010 | 03060A179102AD | 15 | SAINT MORITZ DR | Madison |  |  | Unknown - Material Unknown | [9 empty] | Unknown - Material Unknown | [8 empty] | Unknown | Don't Know | Don't Know |  |  | Unknown | Unknown |  | Tier 4
1461010 | 03060A179102AE | 21 | SAINT MORITZ DR | Madison |  |  | Unknown - Material Unknown | [9 empty] | Unknown - Material Unknown | [8 empty] | Unknown | Don't Know | Don't Know |  |  | Unknown | Unknown |  | Tier 4
1461010 | 03060A179102AF | 28 | SAINT MORITZ DR | Madison |  |  | Unknown - Material Unknown | [9 empty] | Unknown - Material Unknown | [8 empty] | Unknown | Don't Know | Don't Know |  |  | Unknown | Unknown |  | Tier 4
1461010 | 03060A179102AG | 30 | SAINT MORITZ DR | Madison |  |  | Unknown - Material Unknown | [9 empty] | Unknown - Material Unknown | [8 empty] | Unknown | Don't Know | Don't Know |  |  | Unknown | Unknown |  | Tier 4
1461010 | 03060A179102AH | 34 | SAINT MORITZ DR | Madison |  |  | Unknown - Material Unknown | [9 empty] | Unknown - Material Unknown | [8 empty] | Unknown | Don't Know | Don't Know |  |  | Unknown | Unknown |  | Tier 4
1461010 | 03060A179102AI | 33 | SAINT MORITZ DR | Madison |  |  | Unknown - Material Unknown | [9 empty] | Unknown - Material Unknown | [8 empty] | Unknown | Don't Know | Don't Know |  |  | Unknown | Unknown |  | Tier 4
1461010 | 03060A179102AJ | 37 | SAINT MORITZ DR | Madison |  |  | Unknown - Material Unknown | [9 empty] | Unknown - Material Unknown | [8 empty] | Unknown | Don't Know | Don't Know |  |  | Unknown | Unknown |  | Tier 4
1461010 | 03060A179102AL | 31 | SAINT MORITZ DR | Madison |  |  | Unknown - Material Unknown | [9 empty] | Unknown - Material Unknown | [8 empty] | Unknown | Don't Know | Don't Know |  |  | Unknown | Unknown |  | Tier 4
1461010 | 03060A180102AA | 4 | SALINS RD | Madison |  |  | Unknown - Material Unknown | [9 empty] | Unknown - Material Unknown | [8 empty] | Unknown | Don't Know | Don't Know |  |  | Unknown | Unknown |  | Tier 4
1461010 | 03060A186102AA | 2 | SCHWYZ ST | Madison |  |  | Unknown - Material Unknown | [9 empty] | Unknown - Material Unknown | [8 empty] | Unknown | Don't Know | Don't Know |  |  | Unknown | Unknown |  | Tier 4
1461010 | 03060A186102AB | 1 | SCHWYZ ST | Madison |  |  | Unknown - Material Unknown | [9 empty] | Unknown - Material Unknown | [8 empty] | Unknown | Don't Know | Don't Know |  |  | Unknown | Unknown |  | Tier 4
1461010 | 03060A200102AA | 4 | THUSIS RD | Madison |  |  | Unknown - Material Unknown | [9 empty] | Unknown - Material Unknown | [8 empty] | Unknown | Don't Know | Don't Know |  |  | Unknown | Unknown | Current | Tier 4
1461010 | 03060A200102AC | 13 | THUSIS RD | Madison |  |  | Unknown - Material Unknown | [9 empty] | Unknown - Material Unknown | [8 empty] | Unknown | Don't Know | Don't Know |  |  | Unknown | Unknown |  | Tier 4
1461010 | 03060A202102AF | 163 | TOWN LINE RD | Madison |  |  | Unknown - Material Unknown | [9 empty] | Unknown - Material Unknown | [8 empty] | Unknown | Don't Know | Don't Know |  |  | Unknown | Unknown |  | Tier 4
1461010 | 03060A204102AA | 3 | UPPER LAKEVIEW DR | Madison |  |  | Unknown - Material Unknown | [9 empty] | Unknown - Material Unknown | [8 empty] | Unknown | Don't Know | Don't Know |  |  | Unknown | Unknown |  | Tier 4
1461010 | 03060A204102AB | 10 | UPPER LAKEVIEW DR | Madison |  |  | Unknown - Material Unknown | [9 empty] | Unknown - Material Unknown | [8 empty] | Unknown | Don't Know | Don't Know |  |  | Unknown | Unknown |  | Tier 4
1461010 | 03060A204102AC | 15 | UPPER LAKEVIEW DR | Madison |  |  | Unknown - Material Unknown | [9 empty] | Unknown - Material Unknown | [8 empty] | Unknown | Don't Know | Don't Know |  |  | Unknown | Unknown |  | Tier 4
1461010 | 03060A204102AD | 14 | UPPER LAKEVIEW DR | Madison |  |  | Unknown - Material Unknown | [9 empty] | Unknown - Material Unknown | [8 empty] | Unknown | Don't Know | Don't Know |  |  | Unknown | Unknown |  | Tier 4
1461010 | 03060A204102AE | 24 | UPPER LAKEVIEW DR | Madison |  |  | Unknown - Material Unknown | [9 empty] | Unknown - Material Unknown | [8 empty] | Unknown | Don't Know | Don't Know |  |  | Unknown | Unknown |  | Tier 4
1461010 | 03060A204102AF | 27 | UPPER LAKEVIEW DR | Madison |  |  | Unknown - Material Unknown | [9 empty] | Unknown - Material Unknown | [8 empty] | Unknown | Don't Know | Don't Know |  |  | Unknown | Unknown |  | Tier 4
1461010 | 03060A204102AG | 29 | UPPER LAKEVIEW DR | Madison |  |  | Unknown - Material Unknown | [9 empty] | Unknown - Material Unknown | [8 empty] | Unknown | Don't Know | Don't Know |  |  | Unknown | Unknown |  | Tier 4
1461010 | 03060A204102AH | 31 | UPPER LAKEVIEW DR | Madison |  |  | Unknown - Material Unknown | [9 empty] | Unknown - Material Unknown | [8 empty] | Unknown | Don't Know | Don't Know |  |  | Unknown | Unknown |  | Tier 4
1461010 | 03060A204102AI | 33 | UPPER LAKEVIEW DR | Madison |  |  | Unknown - Material Unknown | [9 empty] | Unknown - Material Unknown | [8 empty] | Unknown | Don't Know | Don't Know |  |  | Unknown | Unknown |  | Tier 4
1461010 | 03060A207102AB | 10 | WALDSBUT RD | Madison |  |  | Unknown - Material Unknown | [9 empty] | Unknown - Material Unknown | [8 empty] | Unknown | Don't Know | Don't Know |  |  | Unknown | Unknown |  | Tier 4
1461010 | 03060A207102AC | 6 | WALDSBUT RD | Madison |  |  | Unknown - Material Unknown | [9 empty] | Unknown - Material Unknown | [8 empty] | Unknown | Don't Know | Don't Know |  |  | Unknown | Unknown |  | Tier 4
1461010 | 03060A207102AD | 3 | WALDSBUT RD | Madison |  |  | Unknown - Material Unknown | [9 empty] | Unknown - Material Unknown | [8 empty] | Unknown | Don't Know | Don't Know |  |  | Unknown | Unknown |  | Tier 4
1461010 | 03060A210102AA | 16 | W BERGAMO RD | Madison |  |  | Unknown - Material Unknown | [9 empty] | Unknown - Material Unknown | [8 empty] | Unknown | Don't Know | Don't Know |  |  | Unknown | Unknown |  | Tier 4
1461010 | 03060A210102AB | 9 | W BERGAMO RD | Madison |  |  | Unknown - Material Unknown | [9 empty] | Unknown - Material Unknown | [8 empty] | Unknown | Don't Know | Don't Know |  |  | Unknown | Unknown | Current | Tier 4
1461010 | 03060A210102AC | 5 | W BERGAMO RD | Madison |  |  | Unknown - Material Unknown | [9 empty] | Unknown - Material Unknown | [8 empty] | Unknown | Don't Know | Don't Know |  |  | Unknown | Unknown |  | Tier 4
1461010 | 03060A210102AD | 2 | W BERGAMO RD | Madison |  |  | Unknown - Material Unknown | [9 empty] | Unknown - Material Unknown | [8 empty] | Unknown | Don't Know | Don't Know |  |  | Unknown | Unknown |  | Tier 4
1461010 | 03060A210102AE | 13 | W BERGAMO RD | Madison |  |  | Unknown - Material Unknown | [9 empty] | Unknown - Material Unknown | [8 empty] | Unknown | Don't Know | Don't Know |  |  | Unknown | Unknown |  | Tier 4
1461010 | 03060A216102AA | 3 | WHITTIER VIEW PL | Madison |  |  | Unknown - Material Unknown | [9 empty] | Unknown - Material Unknown | [8 empty] | Unknown | Don't Know | Don't Know |  |  | Unknown | Unknown |  | Tier 4
1461010 | 03060A216102AB | 4 | WHITTIER VIEW PL | Madison |  |  | Unknown - Material Unknown | [9 empty] | Unknown - Material Unknown | [8 empty] | Unknown | Don't Know | Don't Know |  |  | Unknown | Unknown |  | Tier 4
1461010 | 03060A219102AA | 6 | WINNIGON RD | Madison |  |  | Unknown - Material Unknown | [9 empty] | Unknown - Material Unknown | [8 empty] | Unknown | Don't Know | Don't Know |  |  | Unknown | Unknown |  | Tier 4
1461010 | 03060A219102AB | 5 | WINNIGON RD | Madison |  |  | Unknown - Material Unknown | [9 empty] | Unknown - Material Unknown | [8 empty] | Unknown | Don't Know | Don't Know |  |  | Unknown | Unknown |  | Tier 4
1461010 | 03060A219102AC | 8 | WINNIGON RD | Madison |  |  | Unknown - Material Unknown | [9 empty] | Unknown - Material Unknown | [8 empty] | Unknown | Don't Know | Don't Know |  |  | Unknown | Unknown |  | Tier 4
1461010 | 03060A219102AD | 9 | WINNIGON RD | Madison |  |  | Unknown - Material Unknown | [9 empty] | Unknown - Material Unknown | [8 empty] | Unknown | Don't Know | Don't Know |  |  | Unknown | Unknown |  | Tier 4
1461010 | 03060A219102AE | 10 | WINNIGON RD | Madison |  |  | Unknown - Material Unknown | [9 empty] | Unknown - Material Unknown | [8 empty] | Unknown | Don't Know | Don't Know |  |  | Unknown | Unknown |  | Tier 4
1461010 | 03060A219102AF | 13 | WINNIGON RD | Madison |  |  | Unknown - Material Unknown | [9 empty] | Unknown - Material Unknown | [8 empty] | Unknown | Don't Know | Don't Know |  |  | Unknown | Unknown |  | Tier 4
1461010 | 03060A219102AG | 16 | WINNIGON RD | Madison |  |  | Unknown - Material Unknown | [9 empty] | Unknown - Material Unknown | [8 empty] | Unknown | Don't Know | Don't Know |  |  | Unknown | Unknown |  | Tier 4
1461010 | 03060A219102AH | 17 | WINNIGON RD | Madison |  |  | Unknown - Material Unknown | [9 empty] | Unknown - Material Unknown | [8 empty] | Unknown | Don't Know | Don't Know |  |  | Unknown | Unknown |  | Tier 4
1461010 | 03060A219102AI | 19 | WINNIGON RD | Madison |  |  | Unknown - Material Unknown | [9 empty] | Unknown - Material Unknown | [8 empty] | Unknown | Don't Know | Don't Know |  |  | Unknown | Unknown |  | Tier 4
1461010 | 03060A219102AJ | 20 | WINNIGON RD | Madison |  |  | Unknown - Material Unknown | [9 empty] | Unknown - Material Unknown | [8 empty] | Unknown | Don't Know | Don't Know |  |  | Unknown | Unknown |  | Tier 4
1461010 | 03060A228100AA | 4 | GRANDVAL WAY | Madison |  |  | Unknown - Material Unknown | [9 empty] | Unknown - Material Unknown | [8 empty] | Unknown | Don't Know | Don't Know |  |  | Unknown | Unknown |  | Tier 4
1461010 | 03060A228100AB | 3 | GRANDVAL WAY | Madison |  |  | Unknown - Material Unknown | [9 empty] | Unknown - Material Unknown | [8 empty] | Unknown | Don't Know | Don't Know |  |  | Unknown | Unknown |  | Tier 4
1461010 | 03060A228100AC | 6 | GRANDVAL WAY | Madison |  |  | Unknown - Material Unknown | [9 empty] | Unknown - Material Unknown | [8 empty] | Unknown | Don't Know | Don't Know |  |  | Unknown | Unknown |  | Tier 4
1461010 | 03060A228100AD | 12 | GRANDVAL WAY | Madison |  |  | Unknown - Material Unknown | [9 empty] | Unknown - Material Unknown | [8 empty] | Unknown | Don't Know | Don't Know |  |  | Unknown | Unknown |  | Tier 4
1461010 | 03060A486100AA | 1 | VISP RD | Madison |  |  | Unknown - Material Unknown | [9 empty] | Unknown - Material Unknown | [8 empty] | Unknown | Don't Know | Don't Know |  |  | Unknown | Unknown |  | Tier 4

## Public Accessibility Doc.
Public Accessibility Documentation
PWS Name: Village District of Eidelweiss
PWSID: 1461010
Enter Date Last Updated: | 2024-10-01
Purpose of this worksheet: For systems to provide documentation to states on how they met the public accessibility requirements of the LCRR.
1. Select the location identifiers that you use for your service line inventory. Check all that apply.
Address
Street
Block
Intersection
Landmark
GPS Coordinates
Other
If "Other," please describe:
2. Does every service line have a location identifier? |  | Yes
If "No," please explain. Remember that location identifiers are required for service lines that are lead and galvanized requiring replacement.
3. How are you making your inventory publicly accessible? Check all that apply. Remember that if your system serves > 50,000 people, you must provide the inventory online.
Interactive online map
Static online map
Online spreadsheet
Printed service line map
Printed tabular data
Information on water utility mailings or newsletter
Hard copy information available in water system office
Other
If "Other," please describe:

## Form Lists (hidden)
Tab | Form Control Lists
Detailed Inventory | Sensitive Population? (Y/N) | Service Line Material Classification* | If Non-Lead, Was Material Ever Previously Lead? | Basis of Material Classification | Was the Service Line Material Field Verified? | Select the Field Verification Method | Building Type Connected to Service Line | For CWSs, do Multi-family Residences (MFRs) Comprise at Least 20% of the Structures You Serve? | Is there a Lead Connector Present? | Point-of-Entry or Point-of-Use Treatment Present? | Does the Interior Building Plumbing Contain Copper Pipes with Lead Solder Installed before your State's Lead Ban (Generally 1986 - 1988) | Current LCR Sampling Site? | Building Type Connected to Service Line | For CWSs, do Multi-family Residences (MFRs) Comprise at Least 20% of the Structures You Serve? | Is there a Lead Connector Present? | Point-of-Entry or Point-of-Use Treatment Present? | Does the Interior Building Plumbing Contain Copper Pipes with Lead Solder Installed before your State's Lead Ban (Generally 1986 - 1988) | Current LCR Sampling Site? | Material Classification
| No | Lead | Yes | Previous materials evaluation | Yes | Visual inspection at meter pit | Single Family Residence | Yes | Yes | Yes | Yes | Yes | Single Family Residence | Yes | Yes | Yes | Yes | Yes | Lead
| Yes - School | Galvanized requiring replacement | No | Installation record (e.g., tap card) | No | Customer self-identification | Multiple Family Residence | No | Known | No | No | No | Multiple Family Residence | No | Known | No | No | No | Copper
| Yes - Day Care | Brass | Don't know | Installation date is after the lead ban |  | CCTV Inspection at Curb Box - Internal | Building | N/A | Unknown | Unknown | Unknown |  | Building | N/A | Unknown | Unknown | Unknown |  | Galvanized
| Yes - Other | Galvanized |  | Service line diameter is greater than 2 inches |  | CCTV inspection at Curb Box - External | Other | [5 empty] | Other | [5 empty] | High Density Poly Ethylene
|  | Non-Lead - Copper |  | Service line repair or replacement record |  | Water Quality Sampling - Targeted | [12 empty] | Polyvinyl Chloride
|  | Non-Lead - Plastic |  | Statistical analysis |  | Water Quality Sampling - Flushed | [12 empty] | Polyethylene
|  | Non-Lead - Other |  | Field inspection only with no records |  | Water Quality Sampling - Sequential | [12 empty] | Brass Pipe
|  | Unknown - Likely Lead |  | Water sampling only with no records |  | Water Quality Sampling - Other | [12 empty] | Asbestos Cement
|  | Unknown - Unlikely Lead |  | Other |  | Mechanical Excavation at 1 location | [12 empty] | Ductile Iron
|  | Unknown - Material Unknown |  |  |  | Mechanical Excavation at multiple locations | [12 empty] | Lined Cast Iron
| Note to EPA: this is a background sheet to be hidden or deleted |  |  |  | Other | [13 empty] | Unlined Cast Iron
Unknown

## Material Summary Ref (hidden)
Home Owner Side | Water System | Key | Summary
Lead | Lead | Lead & Lead | Lead
Lead | Galvanized requiring replacement | Lead & Galvanized requiring replacement | Lead
Lead | Brass | Lead & Brass | Lead
Lead | Galvanized | Lead & Galvanized | Lead
Lead | Non-Lead - Copper | Lead & Non-Lead - Copper | Lead
Lead | Non-Lead - Plastic | Lead & Non-Lead - Plastic | Lead
Lead | Non-Lead - Other | Lead & Non-Lead - Other | Lead
Lead | Unknown - Likely Lead | Lead & Unknown - Likely Lead | Lead
Lead | Unknown - Unlikely Lead | Lead & Unknown - Unlikely Lead | Lead
Lead | Unknown - Material Unknown | Lead & Unknown - Material Unknown | Lead
Galvanized requiring replacement | Galvanized requiring replacement | Galvanized requiring replacement & Galvanized requiring replacement | Galvanized requiring replacement
Galvanized requiring replacement | Brass | Galvanized requiring replacement & Brass | Galvanized requiring replacement
Galvanized requiring replacement | Galvanized | Galvanized requiring replacement & Galvanized | Galvanized requiring replacement
Galvanized requiring replacement | Non-Lead - Copper | Galvanized requiring replacement & Non-Lead - Copper | Galvanized requiring replacement
Galvanized requiring replacement | Non-Lead - Plastic | Galvanized requiring replacement & Non-Lead - Plastic | Galvanized requiring replacement
Galvanized requiring replacement | Non-Lead - Other | Galvanized requiring replacement & Non-Lead - Other | Galvanized requiring replacement
Galvanized requiring replacement | Unknown - Likely Lead | Galvanized requiring replacement & Unknown - Likely Lead | Galvanized requiring replacement
Galvanized requiring replacement | Unknown - Unlikely Lead | Galvanized requiring replacement & Unknown - Unlikely Lead | Galvanized requiring replacement
Galvanized requiring replacement | Unknown - Material Unknown | Galvanized requiring replacement & Unknown - Material Unknown | Galvanized requiring replacement
Brass | Brass | Brass & Brass | Non-lead
Brass | Galvanized | Brass & Galvanized | Non-lead
Brass | Non-Lead - Copper | Brass & Non-Lead - Copper | Non-lead
Brass | Non-Lead - Plastic | Brass & Non-Lead - Plastic | Non-lead
Brass | Non-Lead - Other | Brass & Non-Lead - Other | Non-lead
Brass | Unknown - Likely Lead | Brass & Unknown - Likely Lead | Unknown
Brass | Unknown - Unlikely Lead | Brass & Unknown - Unlikely Lead | Unknown
Brass | Unknown - Material Unknown | Brass & Unknown - Material Unknown | Unknown
Galvanized | Galvanized | Galvanized & Galvanized | Non-lead
Galvanized | Non-Lead - Copper | Galvanized & Non-Lead - Copper | Non-lead
Galvanized | Non-Lead - Plastic | Galvanized & Non-Lead - Plastic | Non-lead
Galvanized | Non-Lead - Other | Galvanized & Non-Lead - Other | Non-lead
Galvanized | Unknown - Likely Lead | Galvanized & Unknown - Likely Lead | Unknown
Galvanized | Unknown - Unlikely Lead | Galvanized & Unknown - Unlikely Lead | Unknown
Galvanized | Unknown - Material Unknown | Galvanized & Unknown - Material Unknown | Unknown
Non-Lead - Copper | Non-Lead - Copper | Non-Lead - Copper & Non-Lead - Copper | Non-lead
Non-Lead - Copper | Non-Lead - Plastic | Non-Lead - Copper & Non-Lead - Plastic | Non-lead
Non-Lead - Copper | Non-Lead - Other | Non-Lead - Copper & Non-Lead - Other | Non-lead
Non-Lead - Copper | Unknown - Likely Lead | Non-Lead - Copper & Unknown - Likely Lead | Unknown
Non-Lead - Copper | Unknown - Unlikely Lead | Non-Lead - Copper & Unknown - Unlikely Lead | Unknown
Non-Lead - Copper | Unknown - Material Unknown | Non-Lead - Copper & Unknown - Material Unknown | Unknown
Non-Lead - Plastic | Non-Lead - Plastic | Non-Lead - Plastic & Non-Lead - Plastic | Non-lead
Non-Lead - Plastic | Non-Lead - Other | Non-Lead - Plastic & Non-Lead - Other | Non-lead
Non-Lead - Plastic | Unknown - Likely Lead | Non-Lead - Plastic & Unknown - Likely Lead | Unknown
Non-Lead - Plastic | Unknown - Unlikely Lead | Non-Lead - Plastic & Unknown - Unlikely Lead | Unknown
Non-Lead - Plastic | Unknown - Material Unknown | Non-Lead - Plastic & Unknown - Material Unknown | Unknown
Non-Lead - Other | Non-Lead - Other | Non-Lead - Other & Non-Lead - Other | Non-lead
Non-Lead - Other | Unknown - Likely Lead | Non-Lead - Other & Unknown - Likely Lead | Unknown
Non-Lead - Other | Unknown - Unlikely Lead | Non-Lead - Other & Unknown - Unlikely Lead | Unknown
Non-Lead - Other | Unknown - Material Unknown | Non-Lead - Other & Unknown - Material Unknown | Unknown
Unknown - Likely Lead | Unknown - Likely Lead | Unknown - Likely Lead & Unknown - Likely Lead | Unknown
Unknown - Likely Lead | Unknown - Unlikely Lead | Unknown - Likely Lead & Unknown - Unlikely Lead | Unknown
Unknown - Likely Lead | Unknown - Material Unknown | Unknown - Likely Lead & Unknown - Material Unknown | Unknown
Unknown - Unlikely Lead | Unknown - Unlikely Lead | Unknown - Unlikely Lead & Unknown - Unlikely Lead | Unknown
Unknown - Unlikely Lead | Unknown - Material Unknown | Unknown - Unlikely Lead & Unknown - Material Unknown | Unknown
Unknown - Material Unknown | Unknown - Material Unknown | Unknown - Material Unknown & Unknown - Material Unknown | Unknown
Lead | Lead | Lead & Lead | Lead
Galvanized requiring replacement | Lead | Galvanized requiring replacement & Lead | Lead
Brass | Lead | Brass & Lead | Lead
Galvanized | Lead | Galvanized & Lead | Lead
Non-Lead - Copper | Lead | Non-Lead - Copper & Lead | Lead
Non-Lead - Plastic | Lead | Non-Lead - Plastic & Lead | Lead
Non-Lead - Other | Lead | Non-Lead - Other & Lead | Lead
Unknown - Likely Lead | Lead | Unknown - Likely Lead & Lead | Lead
Unknown - Unlikely Lead | Lead | Unknown - Unlikely Lead & Lead | Lead
Unknown - Material Unknown | Lead | Unknown - Material Unknown & Lead | Lead
Galvanized requiring replacement | Galvanized requiring replacement | Galvanized requiring replacement & Galvanized requiring replacement | Galvanized requiring replacement
Brass | Galvanized requiring replacement | Brass & Galvanized requiring replacement | Galvanized requiring replacement
Galvanized | Galvanized requiring replacement | Galvanized & Galvanized requiring replacement | Galvanized requiring replacement
Non-Lead - Copper | Galvanized requiring replacement | Non-Lead - Copper & Galvanized requiring replacement | Galvanized requiring replacement
Non-Lead - Plastic | Galvanized requiring replacement | Non-Lead - Plastic & Galvanized requiring replacement | Galvanized requiring replacement
Non-Lead - Other | Galvanized requiring replacement | Non-Lead - Other & Galvanized requiring replacement | Galvanized requiring replacement
Unknown - Likely Lead | Galvanized requiring replacement | Unknown - Likely Lead & Galvanized requiring replacement | Galvanized requiring replacement
Unknown - Unlikely Lead | Galvanized requiring replacement | Unknown - Unlikely Lead & Galvanized requiring replacement | Galvanized requiring replacement
Unknown - Material Unknown | Galvanized requiring replacement | Unknown - Material Unknown & Galvanized requiring replacement | Galvanized requiring replacement
Brass | Brass | Brass & Brass | Non-lead
Galvanized | Brass | Galvanized & Brass | Non-lead
Non-Lead - Copper | Brass | Non-Lead - Copper & Brass | Non-lead
Non-Lead - Plastic | Brass | Non-Lead - Plastic & Brass | Non-lead
Non-Lead - Other | Brass | Non-Lead - Other & Brass | Non-lead
Unknown - Likely Lead | Brass | Unknown - Likely Lead & Brass | Unknown
Unknown - Unlikely Lead | Brass | Unknown - Unlikely Lead & Brass | Unknown
Unknown - Material Unknown | Brass | Unknown - Material Unknown & Brass | Unknown
Galvanized | Galvanized | Galvanized & Galvanized | Non-lead
Non-Lead - Copper | Galvanized | Non-Lead - Copper & Galvanized | Non-lead
Non-Lead - Plastic | Galvanized | Non-Lead - Plastic & Galvanized | Non-lead
Non-Lead - Other | Galvanized | Non-Lead - Other & Galvanized | Non-lead
Unknown - Likely Lead | Galvanized | Unknown - Likely Lead & Galvanized | Unknown
Unknown - Unlikely Lead | Galvanized | Unknown - Unlikely Lead & Galvanized | Unknown
Unknown - Material Unknown | Galvanized | Unknown - Material Unknown & Galvanized | Unknown
Non-Lead - Copper | Non-Lead - Copper | Non-Lead - Copper & Non-Lead - Copper | Non-lead
Non-Lead - Plastic | Non-Lead - Copper | Non-Lead - Plastic & Non-Lead - Copper | Non-lead
Non-Lead - Other | Non-Lead - Copper | Non-Lead - Other & Non-Lead - Copper | Non-lead
Unknown - Likely Lead | Non-Lead - Copper | Unknown - Likely Lead & Non-Lead - Copper | Unknown
Unknown - Unlikely Lead | Non-Lead - Copper | Unknown - Unlikely Lead & Non-Lead - Copper | Unknown
Unknown - Material Unknown | Non-Lead - Copper | Unknown - Material Unknown & Non-Lead - Copper | Unknown
Non-Lead - Plastic | Non-Lead - Plastic | Non-Lead - Plastic & Non-Lead - Plastic | Non-lead
Non-Lead - Other | Non-Lead - Plastic | Non-Lead - Other & Non-Lead - Plastic | Non-lead
Unknown - Likely Lead | Non-Lead - Plastic | Unknown - Likely Lead & Non-Lead - Plastic | Unknown
Unknown - Unlikely Lead | Non-Lead - Plastic | Unknown - Unlikely Lead & Non-Lead - Plastic | Unknown
Unknown - Material Unknown | Non-Lead - Plastic | Unknown - Material Unknown & Non-Lead - Plastic | Unknown
Non-Lead - Other | Non-Lead - Other | Non-Lead - Other & Non-Lead - Other | Non-lead
Unknown - Likely Lead | Non-Lead - Other | Unknown - Likely Lead & Non-Lead - Other | Unknown
Unknown - Unlikely Lead | Non-Lead - Other | Unknown - Unlikely Lead & Non-Lead - Other | Unknown
Unknown - Material Unknown | Non-Lead - Other | Unknown - Material Unknown & Non-Lead - Other | Unknown
Unknown - Likely Lead | Unknown - Likely Lead | Unknown - Likely Lead & Unknown - Likely Lead | Unknown
Unknown - Unlikely Lead | Unknown - Likely Lead | Unknown - Unlikely Lead & Unknown - Likely Lead | Unknown
Unknown - Material Unknown | Unknown - Likely Lead | Unknown - Material Unknown & Unknown - Likely Lead | Unknown
Unknown - Unlikely Lead | Unknown - Unlikely Lead | Unknown - Unlikely Lead & Unknown - Unlikely Lead | Unknown
Unknown - Material Unknown | Unknown - Unlikely Lead | Unknown - Material Unknown & Unknown - Unlikely Lead | Unknown
Unknown - Material Unknown | Unknown - Material Unknown | Unknown - Material Unknown & Unknown - Material Unknown | Unknown